## __E_T_A_P__E_X_P_O_R_T__ (hidden)
ETAP Free Format Microsoft Excel Data Exchange - Export Template
ExportParams
ParamName | ParamValue | Remark
Address_DataTypes | _FormulaHelpers_!A7:A16 | location of data type values, the program will update these values
Address_Frequency | _FormulaHelpers_!B3 | location of frequency value, the program will update this value
Address_ProjectInfo | _FormulaHelpers_!A43:B52 | location of project information, the program will update this value
Device1_WorksheetName | Bus | worksheet name
Device1_XmlTag | Bus | xml tag of the element whose fields are listed in the worksheet; select from dropdown list
Device1_DataAddress | A10:R10 | address of the row and columns having mapping fields and or formulas; this address should have only one row; the row number in this address is the one at which data listing will begin
Device2_WorksheetName | Cable
Device2_XmlTag | Cable
Device2_DataAddress | A10:AM10
Device3_WorksheetName | Transmission Line
Device3_XmlTag | Xline
Device3_DataAddress | A10:BD10
Device4_WorksheetName | Two-Winding Transformer
Device4_XmlTag | Xform2W
Device4_DataAddress | A10:BP10
Device5_WorksheetName | Three-Winding Transformer
Device5_XmlTag | Xform3W
Device5_DataAddress | A10:AF10
Device6_WorksheetName | Reactor
Device6_XmlTag | Reactor
Device6_DataAddress | A10:P10
Device7_WorksheetName | Impedance
Device7_XmlTag | Impedance
Device7_DataAddress | A10:Q10
Device8_WorksheetName | Induction Motor
Device8_XmlTag | IndMotor
Device8_DataAddress | A10:AP10
Device9_WorksheetName | Synchronous Motor
Device9_XmlTag | SynMotor
Device9_DataAddress | A10:BH10
Device10_WorksheetName | Static Load
Device10_XmlTag | StLoad
Device10_DataAddress | A10:T10
Device11_WorksheetName | Lumped Load
Device11_XmlTag | LumpedLoad
Device11_DataAddress | A10:AA10
Device12_WorksheetName | VFD
Device12_XmlTag | VFDrive
Device12_DataAddress | A10:M10
Device13_WorksheetName | MOV
Device13_XmlTag | MOV
Device13_DataAddress | A10:AJ10
Device14_WorksheetName | LVCB
Device14_XmlTag | LVCB
Device14_DataAddress | A10:Y10
Device15_WorksheetName | HVCB
Device15_XmlTag | HVCB
Device15_DataAddress | A10:AI10
Device16_WorksheetName | Fuse
Device16_XmlTag | Fuse
Device16_DataAddress | A10:X10
Device17_WorksheetName | Single Pole Switch
Device17_XmlTag | SingleSwitch
Device17_DataAddress | A10:M10
Device18_WorksheetName | Double Throw Switch
Device18_XmlTag | DoubleSwitch
Device18_DataAddress | A10:N10
Device19_WorksheetName | Contactor
Device19_XmlTag | Contactor
Device19_DataAddress | A10:M10
Device20_WorksheetName | Synchronous Generator
Device20_XmlTag | SYNGEN
Device20_DataAddress | A10:AN10
Device21_WorksheetName | Current Transformer
Device21_XmlTag | CXFORM
Device21_DataAddress | A10:L10
Device22_WorksheetName | Potential Transformer
Device22_XmlTag | PXFORM
Device22_DataAddress | A10:L10
Device23_WorksheetName | Utility
Device23_XmlTag | UTIL
Device23_DataAddress | A10:U10
Device24_WorksheetName | Universal Relay
Device24_XmlTag | UNIVERSALRELAY
Device24_DataAddress | A10:AV10
Device25_WorksheetName | OL Heater_OL Relay
Device25_XmlTag | OVERLOADHEATER
Device25_DataAddress | A10:AB10
Device26_WorksheetName | Recloser
Device26_XmlTag | RECLOSER
Device26_DataAddress | A10:AI10
Device27_WorksheetName | Voltage Relay
Device27_XmlTag | VRELAY
Device27_DataAddress | A10:H10
Device28_WorksheetName | Frequency Relay
Device28_XmlTag | FRELAY
Device28_DataAddress | A10:H10
Device29_WorksheetName | Capacitor
Device29_XmlTag | CAPACITOR
Device29_DataAddress | A10:S10
Device30_WorksheetName | Panel
Device30_XmlTag | PANEL
Device30_DataAddress | A10:Z10
Device31_WorksheetName | Voltage Regulator
Device31_XmlTag | VoltageRegulator
Device31_DataAddress | A10:V10
Device32_WorksheetName | Inverter
Device32_XmlTag | INVERTER
Device32_DataAddress | A10:AJ10

## _FormulaHelpers_ (hidden)
ETAP Free Format Microsoft Excel Data Exchange - Data for Use in Formulas
Frequency (Hz) | 60
System Unit | English
DataTypes
DataType1
DataType2
DataType3
DataType4
DataType5
DataType6
DataType7
DataType8
DataType9
DataType10
Load Prorities
Priority1
Priority2
Priority3
Priority4
Priority5
Priority6
Priority7
Priority8
Priority9
Priority10
Loading Categories
% Load 1 | Design
% Load 2 | Brake
% Load 3 | Full Load
% Load 4 | Summer
% Load 5 | Winter Load
% Load 6 | Start Up
% Load 7 | Emergency
% Load 8 | Shutdown
% Load 9 | Accident
% Load 10 | Load Cat 10
ProjectInfo
ProjectTitle
Location
ContractNo
Date | 2025-02-15
Engineer
Revision | Base
Standard | 0
Frequency | 60
UnitSystem | 1
Config | Normal
ETAP Element Xml Tags - for internal program use, lists the elements for which export templates are available
Bus
Cable
Xline
Xform2W
Xform3W
Impedance
Reactor
IndMotor
SynMotor
LumpedLoad
StLoad
VFDrive
MOV
LVCB
HVCB
Fuse
SingleSwitch
DoubleSwitch
Contactor
SYNGEN
CXFORM
PXFORM
UTIL
UNIVERSALRELAY
OVERLOADHEATER
RECLOSER
VRELAY
FRELAY
CAPACITOR
RELAY32
MVSSTRELAY
BusDuct
Format Types - for internal program use, lists types of supported formats
Datasheet
Tabular
Bus | IndMotor | Cable | 2W-Transformer | 3W-Transformer | Heater (StLoad) | Non-Motor Load (Lumped Load) | Xline | Reactor | Impedance | VFD (VFDrive) | MOV | LVCB | HVCB | Fuse | SingleSwitch | Contactor | Two-way Switch (Double Throw Switch) | Synchronous Generator | Current Transformer | Universal Relay | Utility | Bus Duct | Capacitor | Potential Transformer | Recloser | Voltage Relay | Frequency Relay | Reverse Power Relay | MV Solid State Trip Relay | OverLoadHeater_InLineOverLoadRelay | Panel | VoltageRegulator
AlteredBy | A0 | AllowableAmpOpt | AlteredBy | AlteredBy | AlteredBy | a_Type3 | AlCuDensity | AlteredBy | AlteredBy | AcGrounded | AlteredBy | AlteredBy | ACBreaking | AlteredBy | AlteredBy | AlteredBy | AlteredBy | AdjustKGBasedOnPG | AlteredBy | Acceleration | AlteredBy | AlteredBy | AlteredBy | AlteredBy | AlteredBy | AlteredBy | AlteredBy | AlteredBy | AlteredBy | Acceleration | AlteredBy | LocX_D2D
AlteredTime | A1 | AlteredBy | AlteredTime | AlteredTime | AlteredTime | a1_Type5 | AllowableAmp | AlteredTime | AlteredTime | AcGroundR | AlteredTime | AlteredTime | AlarmClose | AlteredTime | AlteredTime | AlteredTime | AlteredTime | AlertMaintenanceAlarm | AlteredTime | AccelerationTrip | AlteredTime | AlteredTime | AlteredTime | AlteredTime | AlteredTime | AlteredTime | AlteredTime | AlteredTime | AlteredTime | AccelerationTrip | AlteredTime | LocY_D2D
ArcFlashAutoUpdate | A2 | AlteredTime | Altitude | ansiLibModified | Amps | a2_Type5 | AllowableAmpOpt | Amp | Amps | Alpha | Bus | ansiCurrent | AlarmOpen | ansiLibModified | BIL | BasekV | BIL | AlertMaintenanceWarning | Burden | AccelerationTripRange | BalancedRadio | ANSIPeak | Bus | CapacityRating | ansiBIL | CheckedBy | CheckedBy | CheckedBy | BasekVGrd | AccelerationTripRange | Amp | LocX
Area | AlteredBy | AmpacityAllowable | Altitude_OPER | BIL | BasekV | AlteredBy | AlteredBy | CheckedBy | CheckedBy | AlteredBy | CheckedBy | ansiInterrupting | AlteredBy | BasekV | CheckedBy | CheckedBy | CheckedBy | AlteredBy | BurdenDesignation | AccelerationType | Bus | AppType | CheckedBy | CheckedBy | ansiCurrent | CheckedTime | CheckedTime | CheckedTime | BasekVGrdMin | AccelerationType | CheckedBy | LocY
AsymmRMS | AlteredTime | AmpacityBase | AmbientTemp | CheckedBy | Bus | AlteredTime | AlteredTime | CheckedTime | CheckedTime | AlteredTime | CheckedTime | AnsiIntrWithoutInst | AlteredTime | Breaking | CheckedTime | CheckedTime | CheckedTime | AlteredTime | BurdenUnit | Accl_K_Dial | CheckedBy | AsymmRMS | CheckedTime | CheckedTime | ansiInstDelay | CheckerCommentPage | CheckerCommentPage | CheckerCommentPage | BasekVPh | Accl_K_Dial | CheckedTime | ExtRef
AvailableProtectionRating | ANSIMF | AmpacityDerated | AmbientTemp_OPER | CheckedTime | CheckedBy | b_Type3 | AmbientTemp | Checker | Checker | AutoClose | CheckerCommentPage | ansiLibModified | ansiLibModified | CheckedBy | CheckerCommentPage | CheckerCommentPage | CheckerCommentPage | BasekV | CheckedBy | AcclTimeDial | CheckedTime | BasekV | CheckerCAbleVD | CheckerCommentPage | ansiInterrupting | CheckerPageInfo | CheckerPageInfo | CheckerPageInfo | BasekVPhMin | AcclTimeDial | CheckerCommentPage | FixedLoc
BasekV | AsyMultiplier | AmpacityUGS | ansiLibModified | CheckerCommentPage | CheckedTime | b1_Type5 | AmpacityUGS | CheckerCommentPage | CheckerCommentPage | Beta | CheckerPageCableVd | ansiTestPF | ansiMFR | CheckedTime | CheckerInterlockPage | CheckerInfo | CheckerInterlockPage | Bus | CheckedTime | ACCSDGroup | CheckerCommentPage | BaseTemperature | CheckerCommentPage | CheckerPageInfo | ansiInterruptTime | CheckerPageRemarks | CheckerPageRemarks | CheckerPageInfo2 | BasekVSenG | ACCSDGroup | CheckerPageInfo | OtiGUID
BusLoadingUpdatedTime | BasekV | AmpacityUserDef | AnsiMaxMVA | CheckerConnect | CheckerCommentPage | b2_Type5 | Azimuth | CheckerReliablePage | CheckerRating | BypassSwitch | CheckerPageFdrAmp | ansiVoltage | AnsiTRVDelayTime | Checker | CheckerPageInfo | CheckerInterlockPage | CheckerPageInfo | C0 | CheckerCommentPage | ActiveCurve1 | CheckerFuelCostPage | BusDuctLength | CheckerFDRAmp | CheckerRemarksPage | ansiLibModified | CheckerPageSetting | CheckerPageSetting | CheckerPageRemarks | BasekVSenGMin | AlteredBy | CheckerPageLoading | UseElementColor
BusReferenceName | BeginingTime1 | Application | AnsiMVA | CheckerGroundingPage | CheckerHarmonicPage | BasekV | BaseAmp | CheckerRemarksPage | CheckerReliablePage | BypassSwitchLF | CheckerPageInfo | BasekV | AnsiTRVRatedRate | CheckerCommentPage | CheckerReliablePage | CheckerReliablePage | CheckerReliablePage | C1 | CheckerPageInfo | ActiveCurve2 | CheckerHarmonicPage | BusDuctType | CheckerPageInfo | Color | ansiOpenTime | Color | Color | Color | CheckedBy | AlteredTime | CheckerPageRating | Hidden
BusReferenceNumber | BeginingTime10 | Armor | AnsiPosXR | CheckerHarmonicPage | CheckerPageFour | Bus | BasekV | Color | CheckerRemarksPage | CheckedBy | CheckerPageLoad | CBTripDeviceState | AnsiTRVTimeToPeak | CheckerReliablePage | CheckerRemarksPage | CheckerRemarksPage | CheckerRemarksPage | C2 | CheckerRemarksPage | ActiveCurve3 | CheckerInfoPage | CheckedBy | CheckerPageLoading | CommentText | ansiShortTimekA | CommentText | CommentText | CommentText | CheckedTime | BasekV | CheckerRemarksPage | MetafileName
CalcDataSource | BeginingTime2 | ArmorCurrentValue | AnsiPosZ | CheckerImpedancePage | CheckerPageModel | CheckedBy | BaseTemp1 | CommentText | Color | CheckedTime | CheckerPageNamePlate | CheckedBy | ansiTypeClass | CheckerRemarksPage | Color | Color | Color | C3 | Color | ActiveCurve4 | CheckerRatingPage | CheckedTime | CheckerPageReliable | Connection | ansiTkr | CSDGroup | CSDGroup | CSDGroup | CheckerCommentPage | CheckedBy | CheckerSchedulePage | Orientation
CalculatedBusLoading | BeginingTime3 | ArmorR | AnsiZeroXoverR | CheckerInfoPage | CheckerPageOne | CheckedTime | BaseTemp2 | CSDGroup | CommentText | CheckerCommentPage | CheckerPageReliable | CheckedTime | Breaking | CheckerSC | CommentText | CommentText | CommentText | CalcFromCapability | CommentText | ActiveCurve5 | CheckerReliablePage | CheckerCommentPage | CheckerPageRemarks | CSDGroup | ansiVoltage | DataRevs | DataRevs | DataRevs | CheckerPageInfo | CheckedTime | CheckerSummaryPage | SymbolSize
CalculatedFCT | BeginingTime4 | ArmorX | AnsiZeroZ | CheckerLTCPage | CheckerPageReliable | CheckerCommentPage | BoolFieldsXLine | DataRevs | CSDGroup | CheckerPageControl | CheckerPageRemarks | Checker | CheckedBy | Color | ContinCurrent | ContactorType | ContinCurrent | CalcQa | CSDGroup | ActiveCurve6 | CheckerRemarksPage | CheckerPageInfo | CheckerPageSwitching | DataRevs | ApplyCurveType | Description | Description | Description | CheckerPageInfo2 | CheckerComment | Circuits | SymbolType
CalculatedIf | BeginingTime5 | AuxCableBunched | AuxLoadkVA | CheckerProtection | CheckerPageThree | CheckerPageDM | CalcButton | Description | DataFormat | CheckerPageHarmonic | CheckerPageStartCat | CheckerCommentPage | CheckedTime | CommentText | CSDGroup | ContinCurrent | CSDGroup | CheckedBy | DataRevs | AlteredBy | CheckerTimeDomainPage | CheckerRatingPage | CloseOperatingT | Description | BasekV | EquipmentName | EquipmentName | DevAction1 | CheckerPageRemarks | CheckerDeviceParams | Color | LocL_D2D
CalculatedPDGID | BeginingTime6 | AuxCableFixed | AuxLoadMvar | CheckerRatingPage | CheckerPageTwo | CheckerPageInfo | CalcDuration | EquipmentName | DataRevs | CheckerPageInfo | CloseDF | CheckerH1 | Checker | Continuous | DataRevs | CSDGroup | DataRevs | CheckedTime | Description | AlteredTime | CircuitLevel | CheckerReliablePage | ClosePercentTD | EquipmentName | CheckedBy | ExtRef | ExtRef | DevAction2 | CheckerSC | CheckerInfo | CommentText | LocT_D2D
CalculatedPDIf | Bus | AuxNeutral | AuxLoadMW | CheckerReliablePage | Color | CheckerPageNP | CalculatedAmp | ExtRef | Description | CheckerPageLoading | Color | CheckerInterlockPage | CheckerANSITRV | CSDGroup | EquipDesc | DataRevs | EquipDesc | CheckerCapabilityPage | EquipmentName | BasekVGrd | Color | CheckerRemarksPage | CloseTDDefiniteInitial | ExtRef | CheckedTime | FDRTag | FDRTag | DevAction3 | CheckerSCMin | CheckerRemarks | ConnectionPhase | LocR_D2D
CalculatedPDIID | Catgory1 | AuxNeutralCableAccess | BIL | CheckerRemarksPage | CommentText | CheckerPageNP2 | CheckedBy | FailureRate | EquipmentName | CheckerPageRating | CommentText | CheckerPageSetting | CheckerCommentPage | DataRevs | EquipName | Description | EquipName | CheckerCommentPage | ExtRef | BasekVGrdMin | CommentText | CircuitLevel | CloseTDInverseBase | FDRTag | CheckerComment | FixedLoc | FixedLoc | DevAction4 | CheckerSetting | CheckerSC | CSDGroup | LocB_D2D
Category | Catgory10 | AuxNeutralCabSize | BoolFieldsXFMR2 | CheckerTapPage | ContDF | CheckerPageReliable | CheckedTime | FDRTag | ExtRef | CheckerPageReliable | CSDGroup | CheckerReliablePage | CheckerH1 | Description | ExtRef | DropoutTime | ExtRef | CheckerExc1 | FDRTag | BasekVPh | CompositeSector | Color | CloseVDMultiples | FixedLoc | CheckerController | GUID_ACC | GUID_ACC | DevAction5 | Color | CheckerSetting | DataRevs | LocL
CheckedBy | Catgory2 | AuxNeutralConductorNum | CenterTap | ClassName | CSDGroup | CheckerPageRemarks | CheckerAmpacity | FixedLoc | FailureRate | CheckerPageRemarks | DataRevs | CheckerRemarksPage | CheckerInterlockPage | ElectricalStandard | FailureRate | EquipmentName | FailureRate | CheckerExc2 | FixedLoc | BasekVPhMin | CreatedBy | CommentText | Color | FromBus | CheckerController2 | GUID_EDPP | GUID_EDPP | DevGID1 | CommentText | ColdStart | DataType | LocT
CheckedTime | Catgory3 | AuxNeutralConductorType | CheckedBy | Color | DataRevs | CheckerPageSC | CheckerComment | FromBus | FDRTag | CheckerPageStarting | DataType | CheckerSC | CheckerReliablePage | EquipmentName | FDRTag | ExtRef | FDRTag | CheckerExc3 | FromBus | BasekVSenG | CreatedTime | ConductorsPerPhase | CommentText | GUID_ACC | CheckerControllerGround1 | GUID_EXC | GUID_EXC | DevGID2 | CSDGroup | Color | Description | LocR
CheckerArcFlash | Catgory4 | AuxNeutralInsulation | CheckedTime | CommentText | DataType | Color | CheckerConfig | GUID_ACC | FixedLoc | Color | Description | Color | CheckerRemarksPage | ExtRef | FixedLoc | FailureRate | FixedLoc | CheckerFuelCostPage | GUID_ACC | BasekVSenGMin | CSDGroup | ContinuousAmp | ContDF | GUID_EDPP | CheckerControllerGround2 | GUID_GIS | GUID_GIS | DevGID3 | CTGroundGID | CommentText | Enclosure | LocB
CheckerCommentPage | Catgory5 | AuxNeutralLibDataAccessed | CheckerCommentPage | CSDGroup | Description | CommentText | CheckerCoupling | GUID_EDPP | FromBus | CommentText | Eff | CommentText | CloseLatch | FailureRate | FromElement | FDRTag | GUID_ACC | CheckerGov1 | GUID_EDPP | CheckedBy | DataGapOpt | CreatedBy | CSDGroup | GUID_EXC | CheckerControllerGround3 | GUID_SPEL | GUID_SPEL | DevGID4 | CTGroundIID | CSDGroup | EquipmentName | Color
CheckerHarmonicPage | Catgory6 | AuxNeutralLibDataModified | CheckerConnect | CurveShift | DeviceType | ContDF | CheckerEarth | GUID_EXC | GUID_ACC | ContDF | EquipName | CSDGroup | CloseLatchCrest | FaultArrow3Phase | GUID_ACC | FixedLoc | GUID_EDPP | CheckerGov2 | GUID_EXC | CheckedTime | DataRevs | CreatedTime | CtrlLogic1Active | GUID_GIS | CheckerControllerGround4 | Hidden | Hidden | DevGID5 | CTGroundPrim | CurveType | EqvConnkvar | Locked
CheckerInfoPage | Catgory7 | AuxNeutralR | CheckerGroundingPage | DataFromLib | EquipName | CSDGroup | CheckerImped | GUID_GIS | GUID_EDPP | ControlledPF | ExtRef | DataRevs | Color | FaultArrow3PhaseMin | GUID_EDPP | FromElement | GUID_EXC | CheckerGov3 | GUID_GIS | CheckerComment | DateInstalled | CSDGroup | CtrlLogic1DevGID | GUID_SPEL | CheckerControllerGround5 | ID | ID | DevIID1 | CTGroundSec | DataRevs | EqvConnkW | ServiceState
CheckerProtection | Catgory8 | AuxNeutralX | CheckerHarmonicPage | DataRevs | ExtRef | DataRevs | CheckerInfo | GUID_SPEL | GUID_EXC | ControlType | FailureRate | Description | CommentText | FaultArrowLG | GUID_EXC | GUID_ACC | GUID_GIS | CheckerGrounding | GUID_SPEL | CheckerDIF | Description | DataRevs | CtrlLogic1DevIID | Hidden | CheckerControllerGround6 | IID | IID | DevIID2 | CTInputGID | Description | EqvLoadPercent0 | InheritedState
CheckerRatingPage | Catgory9 | AuxProtectivCableAccess | CheckerImpedance2 | Description | FailureRate | DataType | CheckerLibData | Hidden | GUID_GIS | CSDGroup | FDRTag | ElectricalStandard | ContactPartingT | FaultArrowLGMin | GUID_GIS | GUID_EDPP | GUID_SPEL | CheckerHarmonicPage | Hidden | CheckerInfo | DeviceType | DataType | CtrlLogic1DevType | ID | CheckerControllerPhase1 | InheritedState | InheritedState | DevIID3 | CTInputIID | DeviceDBGID | EqvLoadPercent1 | _SecFLA
CheckerReliablePage | CheckedBy | AuxProtectivCabSize | CheckerImpedance3 | DeviceType | FDRTag | DeltaY | CheckerParameter | ID | GUID_SPEL | DataRevs | FixedLoc | ElectroMechInst | Contin | FDRTag | GUID_SPEL | GUID_EXC | Hidden | CheckerImpModelPage | ID | CheckerInput | DistributedNeutral | DateInstalled | CurrentLowerBand | IID | CheckerControllerPhase2 | InService | InService | DevIID4 | CTInputPrim | DeviceDBIID | EqvLoadPercent2 | AlteredBy
CheckerRemarksPage | CheckedTime | AuxProtective | CheckerImpedancePage | EquipmentName | FixedLoc | Description | CheckerProtect | IID | Hidden | DataType | FSTime | ElectroMechInstPickup | CSDGroup | FixedLoc | Hidden | GUID_GIS | ID | CheckerInfoPage | IECBurden | CheckerInput2 | EarthingType | Description | CurrentSwitchInValue | InheritedState | CheckerControllerPhase3 | InServiceState | InServiceState | DevIID5 | CTInputSec | DeviceTypeGID | EqvLoadPercent3 | AlteredTime
CheckerUnbalance | CheckerCommentPage | AuxProtectiveConductorNum | CheckerInfoPage | ExtRef | GroundingConnection | EquipName | CheckerReliable | InService | ID | Description | FStrokeTime | ElectroMechInstPickup_Label | Cycles | FromElement | ID | GUID_SPEL | IID | CheckerPageStatorColdCurveCurrent | IECBurdenDesignation | CheckerOCRGround1 | EnergizedYear | EquipmentName | CurrentSwitchOutValue | InService | CheckerControllerPhase4 | Issue | Issue | EquipmentName | CTPhaseGID | EquipmentName | EqvLoadPercent4 | AnsiMaxMVA
Color | CheckerPageEstimation | AuxProtectiveConductorType | CheckerLTCPage | FailureRate | GUID_ACC | ExtRef | CheckerRemarks | InServiceState | IID | DeviceType | GUID_ACC | ElectroMechLT | DataRevs | GUID_ACC | IID | Hidden | InService | CheckerPageStatorColdCurveTime | IID | CheckerOCRGround2 | EquipmentName | ExtRef | CurrentUpperBand | InServiceState | CheckerControllerPhase5 | LocB | LocB | ExtRef | CTPhaseIID | ExtRef | EqvLoadPercent5 | AnsiMVA
CommentText | CheckerPageFive | AuxProtectiveInsulation | CheckerOptimizingPage | FaultFrequency | GUID_EDPP | FailureRate | CheckerSag | Issue | InService | DistributedNeutral | GUID_EDPP | ElectroMechLTBand | Description | GUID_EDPP | InService | ID | InServiceState | CheckerPageStatorcurveCurrent | InheritedState | CheckerOCRGround3 | ExternalDataSector | FailureRate | DataRevs | Issue | CheckerControllerPhase6 | LocB_D2D | LocB_D2D | FdrTag | CTPhasePrim | FaultArrow3Phase | EqvLoadPercent6 | AutoTap1
ConductorGap | CheckerPageFour | AuxProtectiveR | CheckerProtection | FDRTag | GUID_EXC | FDRTag | CheckSameTwrHght | KV | InServiceState | DwHigh | GUID_EXC | ElectroMechLTBand_Label | ElectricalStandard | GUID_EXC | InServiceState | IID | Interrupting | CheckerPageStatorcurveTime | InService | CheckerOCRGround4 | ExtRef | FDRTag | DataType | LocB | CheckerControllerSenGround1 | Locked | Locked | FixedLoc | CTPhaseSec | FaultArrow3PhaseMin | EqvLoadPercent7 | AutoTap2
ContinuousAmp | CheckerPageLoad | AuxProtectiveX | CheckerRating1Phase | FixedLoc | GUID_GIS | FixedLoc | CheckUseOp | LibRating | Issue | DwLow | GUID_GIS | ElectroMechLTPickup | EquipmentName | GUID_GIS | Interrupting | InService | IsPostClose | CheckerRatingPage | InServiceState | CheckerOCRGround5 | FailureRate | FeederID | Description | LocB_D2D | CheckerControllerSenGround2 | LocL | LocL | GUID_ACC | DataRevs | FaultArrowLG | EqvLoadPercent8 | AutoTap3
Crest | CheckerPageOne | AuxProtectivLibDataAccessed | CheckerRating2 | GroundR | GUID_SPEL | Gamma | Color | LibSource | KV | EarthingType | GUID_SPEL | ElectroMechLTPickup_Label | ExtRef | GUID_SPEL | IsPostClose | InServiceState | IsPostOpen | CheckerReliablePage | Issue | CheckerOCRGround6 | FDRTag | FixedLoc | EquipName | Locked | CheckerControllerSenGround3 | LocL_D2D | LocL_D2D | GUID_EDPP | Description | FaultArrowLGMin | EqvLoadPercent9 | BusConnection
CSDGroup | CheckerPageProtect | AuxProtectivLibDataModified | CheckerRatingPage | GUID_ACC | HarmonicSourceID | GroundingAmp | CommentText | LibType | KVA | EquipmentName | HeaterLibName | ElectroMechST | FailureRate | Hidden | IsPostOpen | Interrupting | IsPreClose | CheckerRemarksPage | LocB | CheckerOCRNegSeq1 | FeederID | FromBus | ExtRef | LocL | CheckerControllerSenGround4 | LocR | LocR | GUID_EXC | DevAction1 | FDRTag | ExtRef | CheckedBy
DataRevs | CheckerPageReliable | BaseAGConduit | CheckerReliablePage | GUID_EDPP | HarmType | GroundingOhm | Condition | LoadSector | KVbase | ExtRef | HeaterR | ElectroMechSTBand | FDRTag | ID | IsPreClose | IsPostClose | IsPreOpen | CheckerTimeDomainPage | LocB_D2D | CheckerOCRNegSeq2 | FixedLoc | GISPhase | FailureRate | LocL_D2D | CheckerControllerSenGround5 | LocR_D2D | LocR_D2D | GUID_GIS | DevAction2 | FixedLoc | FDRTag | CheckedTime
Description | CheckerPageSix | BaseAGTrays | CheckerRemarksPage | GUID_EXC | HeaterLibName | GroundingType | CondLibCode | LocB | LibRating | FailureRate | Hidden | ElectroMechSTBand_Label | FixedLoc | IECCurrent | IsPreOpen | IsPostOpen | Issue | CheckerUDMPSS1 | Locked | CheckerOCRNegSeq3 | GenerationCategory | GUID_ACC | FDRTag | LocR | CheckerControllerSenGround6 | LocT | LocT | GUID_SPEL | DevAction3 | FLAType | Feed | ConnectionButton
DMax | CheckerPageStartCat | BasekV | CheckerSizingPage | GUID_GIS | HeaterR | GUID_ACC | CondLineSize | Locked | LibSource | FDRTag | HP | ElectroMechSTHBand | FPCFactor | iecLibModified | Issue | IsPreClose | LibRating | CheckerUDMPSS2 | LocL | CheckerOCRNegSeq4 | GroundingConnection | GUID_EDPP | FixedLoc | LocR_D2D | CheckerInfo | LocT_D2D | LocT_D2D | Hidden | DevAction4 | Ground | FixedLoc | ControlDirection
DMin | CheckerPageStartCat2 | BaseTemp | CheckerTap2 | GUID_SPEL | Hidden | GUID_EDPP | CondMaxTemp | LocL | LibType | FixedLoc | I_LR | ElectroMechSTHBand_Label | FromElement | IID | LibRating | IsPreOpen | LibSource | CheckerUDMPSS3 | LocL_D2D | CheckerOCRNegSeq5 | GroundR | GUID_EXC | GroundingConnection | LocT | CheckerInterlockPage | LocX | LocX | ID | DevAction5 | GroundTimeDelay | FromBus | ControlType
EquipmentName | CheckerPageStartingDevice | BaseUGBurried | CheckerTapPage | HarmonicRc | ID | GUID_EXC | CondOpTemp | LocR | LoadSector | GUID_ACC | I_NL | ElectroMechSTPickup | GenCB | InService | LibSource | Issue | LibType | CircuitLevel | LocR | CheckerOCRNegSeq6 | GrowthCurveSector | GUID_GIS | GUID_ACC | LocT_D2D | CheckerRating | LocX_D2D | LocX_D2D | IID | DevGID1 | GroundTrip | GUID_ACC | CTPrimaryAmp
ExpMovableConductorBoundary | CheckerPageStatorcurveCurrent | BaseUGDuct | Class1MVA | HarmonicXm | IID | GUID_GIS | CondPerPhase | LocT | LocB | GUID_EDPP | I_Normal | ElectroMechSTPickup_Label | GUID_ACC | InServiceState | LibType | LibRating | LoadSector | ColdStartCost | LocR_D2D | CheckerOCRNeutral1 | GUID_ACC | GUID_SPEL | GUID_EDPP | LocX | CheckerReliablePage | LocY | LocY | InheritedState | DevGID2 | GroundTripRange | GUID_EDPP | CTSecondaryAmp
ExtRef | CheckerPageStatorcurveTime | BoolFieldsCable | Class1MVA_T1 | Hidden | InService | GUID_SPEL | CondRDC | LocX | Locked | GUID_EXC | I_RatedT | EquipmentName | GUID_EDPP | Interrupting | LoadSector | LibSource | LocB | ColdStartUp | LocT | CheckerOCRNeutral2 | GUID_EDPP | Hidden | GUID_EXC | LocX_D2D | CheckerRemarks | LocY_D2D | LocY_D2D | InService | DevGID3 | GUID_ACC | GUID_EXC | DataRevs
FailureRate | CheckerPageThree | BottomCover | Class1MVA_T2 | ID | InServiceState | H | CondStrength | LocY | LocL | GUID_GIS | ID | ExtRef | GUID_EXC | Issue | LocB | LibType | Locked | ColdThermalCurveLabel | LocT_D2D | CheckerOCRNeutral3 | GUID_EXC | ID | GUID_GIS | LocY | CheckerSC | MetafileName | MetafileName | InServiceState | DevGID4 | GUID_EDPP | GUID_GIS | FeederID
FDRTag | CheckerPageTwo | BS3036Fuse | Class1MVA_T3 | iecLibModified | InterDF | Hidden | CondTa | MetafileName | LocR | GUID_SPEL | IFL | FailureRate | GUID_GIS | LibHeaderData | Locked | LoadSector | LocL | Color | LocX | CheckerOCRNeutral4 | GUID_GIS | IID | GUID_SPEL | LocY_D2D | CircuitLevel | MFRName | MFRName | Issue | DevGID5 | GUID_EXC | GUID_SPEL | ForwardBaseDelay
FixedCircuitPartBoundary | Color | BS7671_17SubType | Class2MVA | IID | Issue | ID | CondTc | MFRName | LocT | Hidden | IID | FaultArrow3Phase | GUID_SPEL | LibMaxkV | LocL | LocB | LocR | CommentText | LocX_D2D | CheckerOCRNeutral5 | GUID_SPEL | ImpedanceUnits | Hidden | MaxVA | CloseLatch | Mirrored | Mirrored | LocB | DevIID1 | GUID_GIS | Hidden | ForwardControlBranchGID
FixedCktPart | CommentText | BS7671SubType | Class2MVA_T1 | InrushDuration | KV | IFL | ConductorType | Mirrored | LocX | ID | InService | FaultArrow3PhaseMin | HasAssociation | LibRating | LocR | Locked | LocT | CompositeSector | LocY | CheckerOCRNeutral6 | Hidden | InheritedState | ID | MetafileName | CloseLatchCrest | OneLineDWG | OneLineDWG | LocB_D2D | DevIID2 | GUID_SPEL | ID | ForwardControlBranchIID
FixedFCT | ContDF | BSLayout | Class2MVA_T2 | InrushMultiplier | KVA | IID | ConductorXa | MTTR | LocY | IID | InServiceState | FaultArrowLG | Hidden | LibSource | LocT | LocL | LocX | CompoundExc | LocY_D2D | CheckerOCRPhase1 | ID | InService | IID | MFRName | Color | Orientation | Orientation | Locked | DevIID3 | HeaterUnit | IECIthr | ForwardControlBusGID
FixedLoc | CouplerRpm | CableAccess | Class2MVA_T3 | InrushTimeConstant | KVAButton | InService | ConductorXaPrime | NoOfLoads | MetafileName | InputBus | Issue | FaultArrowLGMin | ID | LibType | LocX | LocR | LocY | ContMW | MetafileName | CheckerOCRPhase2 | IID | InServiceState | InheritedState | Mirrored | CommentText | OtiGUID | OtiGUID | LocL | DevIID4 | Hidden | IECServiceBreaking | ForwardControlBusIID
GUID_ACC | CouplerWR2 | CableLengthUnit | Class3MVA | InrushType | Kvar | InServiceState | ConfigType | OneLineDWG | MFRName | InputFLA | KV | FDRTag | iecLibModified | LoadSector | LocY | LocT | Logic_Comment | CouplerRpm | MFRName | CheckerOCRPhase3 | InheritedState | Issue | InService | OneLineDWG | ContactPartingTime | OtiSourceGUID | OtiSourceGUID | LocL_D2D | DevIID5 | HotStart | IECTk | ForwardControlOpt
GUID_EDPP | CSDGroup | CableLibFlag | Class3MVA_T1 | InService | KW | InterDF | CouplingXOffset | Orientation | Mirrored | InputkV | KVA | FixedLoc | iecMFR | LocB | Logic_Comment | LocX | MetafileName | CouplerWR2 | Mirrored | CheckerOCRPhase4 | InService | LengthUnit | InServiceState | Orientation | ControllerMFR | PdeAction | PdeAction | LocR | Element1 | ID | IECTkr | ForwardInitialDelay
GUID_EXC | Current1 | CableLoading | Class3MVA_T2 | InServiceState | LibAccess | Issue | CouplingYOffset | OtiGUID | Model | InService | LibRating | FromElement | iecTypeClass | Locked | MetafileName | LocY | MFRName | CreatedBy | OneLineDWG | CheckerOCRPhase5 | InServiceState | LibRating | InterDF | OtiGUID | ControllerModel | PdeConfig | PdeConfig | LocR_D2D | Element2 | IID | IID | ForwardInverseMultiple
GUID_GIS | Current10 | CableODValue | Class3MVA_T3 | Issue | LibRating | IsUDMSelected | CSDGroup | OutageRate | MTTR | InServiceState | LibSource | Fused | IID | LocL | MFRName | Logic_Comment | Mirrored | CreatedTime | Orientation | CheckerOCRPhase6 | Issue | LibSource | Issue | OtiSourceGUID | ControllerType | PdeDumpster | PdeDumpster | LocT | Element3 | InheritedState | InheritedState | ForwardInverseOperatingDelay
GUID_SPEL | Current11 | CableSizing | ClassName | kVAButton | LibSource | Kpf_Type3 | D12 | OutageTime | MVAbase | InterDF | LibType | GUID_ACC | InService | LocR | Mirrored | MetafileName | MTTR | CtrlBusIDExc | OtiGUID | CheckerOCRSenGround1 | kAsc1p | LibType | KV | PdeAction | CoordinationType | PdeNewID | PdeNewID | LocT_D2D | Element4 | InService | InService | ForwardInversePercentTD
HarmonicDistortionLimit | Current12 | CableType | Color | LastPrimGroundingRX | LibType | Kpf1_Type5 | DAB | PdeAction | NoOfLoads | Issue | LoadSector | GUID_EDPP | InServiceState | LocT | MTTR | MFRName | NoOfLoads | CtrlBusIDGov | OtiSourceGUID | CheckerOCRSenGround2 | kAsc3p | LoadSector | KvarCtrlUnit | PdeConfig | CreatedBy | PdeStatus | PdeStatus | LocX | Element5 | InServiceState | InServiceState | ForwardLineDropOhmsR
HarmonicInfluenceCategory | Current13 | CabSize | CommentText | LastSecGroundingRX | LoadSector | Kpf2_Type4 | DataRevs | PdeConfig | OneLineDWG | Kf | LocB | GUID_EXC | Interrupting | LocX | NoOfLoads | Mirrored | OneLineDWG | CtrlBusIIDExc | PdeAction | CheckerOCRSenGround3 | KV | LocB | KvarLowerBand | PdeDumpster | CreatedTime | PurchasingDate | PurchasingDate | LocX_D2D | EquipmentName | Instantaneous | Issue | ForwardLineDropOhmsX
Hidden | Current14 | Calc3PhkA_Min | CoreLoss | LastTerGroundingRX | LoadType | Kpf2_Type5 | DBC | PdeDumpster | Orientation | Ki | Locked | GUID_GIS | IslandingCB | LocY | OneLineDWG | MTTR | Orientation | Current1 | PdeConfig | CheckerOCRSenGround4 | LibAccess | LocB_D2D | KvarPerBank | PdeNewID | CSDGroup | Purged | Purged | LocY | ExtRef | InstantaneousTimeDelay | kV | ForwardOperatingDelay
ID | Current15 | CalcLGkA | CSDGroup | LibAccess | LocB | Kqf_Type3 | DCA | PdeNewID | OtiGUID | Kp | LocL | GUID_SPEL | IsPostClose | Manufacturer | Orientation | NoOfLoads | OtiGUID | Current10 | PdeDumpster | CheckerOCRSenGround5 | LibRating | Locked | KvarSwitchInValue | PdeStatus | Cycles | ReferenceDWG | ReferenceDWG | LocY_D2D | FaultArrow3Phase | InstantaneousTrip | Layout | ForwardTimeDelayOpt
IID | Current16 | CalcLGkA_Max | CurveShift | LibRating | Locked | Kqf1_Type5 | DCG | PdeStatus | OutageRate | KVA | LocR | Hidden | IsPostOpen | MaxkV | OtiGUID | OneLineDWG | OutageRate | Current10C | PdeNewID | CheckerOCRSenGround6 | LibSource | LocL | KvarSwitchOutValue | Phase | DataRevs | Revision | RevCtrl | MetafileName | FaultArrow3PhaseMin | InstantaneousTripRange | LibModified | ForwardVCenterPercent
InService | Current17 | CalcLLGkA | DataFromLib | LibSource | LocL | Kqf2_Type4 | Description | PermFailureRate | OutageTime | KW | LocT | ID | IsPreClose | MetafileName | OutageRate | Orientation | OutageTime | Current11 | PdeStatus | CheckerOLR | LibType | LocL_D2D | KvarUpperBand | PhaseConnection | DateInstalled | ServiceState | Revision | MFRName | FaultArrowLGGrd | Integrated | LoadingCat | ForwardVLowerPercent
InServiceState | Current18 | CalcLLGkA_Max | DataRevs | LibType | LocR | Kqf2_Type5 | DGG | Phase | PdeAction | KWButton | LocX | iecBreaking | IsPreOpen | MFRName | OutageTime | OtiGUID | Override | Current11C | Prim | CheckerOutput | LoadSector | LocR | LibRating | PrimaryKV | Description | SourceID | ServiceState | Mirrored | FaultArrowLGGrdMin | Issue | LocB | ForwardVUpperPercent
Issue | Current19 | CalcLLkA | DataType | LoadSector | LocT | KV | DiameterALCU | PurchasingDate | PdeConfig | LibAccess | LocY | iecCurrent | Issue | Mirrored | Override | OutageRate | PdeAction | Current12 | PurchasingDate | CheckerRemarks | LocB | LocR_D2D | LibSource | PurchasingDate | ElectricalStandard | SourceIID | SourceID | OneLineDWG | FaultArrowLGPh | Jam | LocB_D2D | GangOperated
KWButton | Current2 | CalcLLkA_Max | DeratedClass1MVA | LocB | LocX | LibRating | DiameterSteel | Purged | PdeDumpster | LibOrCalc | MetafileName | iecLibModified | Ithr | Model | PdeAction | OutageTime | PdeConfig | Current12C | Purged | CheckerSC | LocB_D2D | LocT | LibType | Purged | EquipmentName | SymbolSize | SourceIID | Orientation | FaultArrowLGPhMin | JamTimeDelay | Locked | GroundingType
LabelTemplate | Current20 | CalcSCkA | DeratedClass2MVA | Locked | LocY | LibSource | DirectionState | ReferenceDWG | PdeNewID | LibRating | MFRName | iecMaking | LibRating | MTTR | PdeConfig | Override | PdeDumpster | Current13 | RCSCCurrent | CheckerSCMin | Locked | LocT_D2D | LoadSector | ReferenceDWG | ExtRef | SymbolType | SymbolSize | OtiGUID | FaultArrowLGSenG | JamTrip | LocL | ID
LargestMotorGID | Current3 | CalcStandard | DeratedClass3MVA | LocL | MetafileName | LibType | EarthLayer1Depth | ReplaceTime | PdeStatus | LibSource | Mirrored | IecServiceBreaking | LibSource | NoOfLoads | PdeDumpster | PdeAction | PdeNewID | Current13C | ReferenceDWG | ColdStart | LocL | LocX | LocB | Revision | FailureRate | ThresholdList | SymbolType | OtiSourceGUID | FaultArrowLGSenGMin | JamTripRange | LocL_D2D | IID
LargestMotorIID | Current4 | CalcXOverR | DeratedSelection | LocR | MfrModelID | LoadPercent0 | EarthLayer1e | RevCtrl | PermFailureRate | LibType | MLibName | iecTimeDelay | LibType | OneLineDWG | PdeNewID | PdeConfig | PdeStatus | Current14 | ReversePolarity | Color | LocL_D2D | LocX_D2D | LocB_D2D | SecondaryKV | FastAndSlowGround | UserField1 | ThresholdList | OverDelay | FdrTag | LibHeaderData | LocR | InService
Len | Current5 | CfFactor | Description | LocSupervised | MFRName | LoadPercent1 | EarthLayer1p | Revision | Phase | LoadSector | MTTR | iecVoltage | LoadSector | Orientation | PdeStatus | PdeDumpster | PermFailureRate | Current14C | Revision | CommentText | LocR | LocY | Locked | ServiceState | FastAndSlowPhase | UserField2 | UserField1 | OverPower | FixedLoc | LoadGID | LocR_D2D | InServiceState
LibRating | Current6 | CheckedBy | DeviceType | LocT | Mirrored | LoadPercent2 | EarthLayer1u | SpareAvail | PurchasingDate | LocB | NameplateBits | IID | LocB | OtiGUID | PermFailureRate | PdeNewID | PurchasingDate | Current15 | Sec | CSDGroup | LocR_D2D | LocY_D2D | LocL | SourceID | FaultArrow3Phase | UserField3 | UserField2 | OverPU | GrdInstantaneousPkup | LoadIID | LocT | Issue
LibSource | Current7 | CheckedTime | Efficiency | LocX | MTTR | LoadPercent3 | EarthLayer2Depth | SwitchTime | Purged | Locked | NoOfLoads | InService | Locked | OutageRate | PurchasingDate | PdeStatus | Purged | Current15C | ServiceState | CTGroundGID | LocT | MaxTempValue | LocL_D2D | SourceIID | FaultArrow3PhaseMin | UserField4 | UserField3 | PdeAction | GrdInstantaneousPkup_Label | LocB | LocT_D2D | KFactor
LibType | Current8 | Checker_DRating | EquipmentName | LocY | NoOfLoads | LoadPercent4 | EarthLayer2e | SymbolSize | RAA | LocL | NormalTime | InServiceState | LocL | OutageTime | Purged | PermFailureRate | ReferenceDWG | Current16 | SourceID | CTGroundIID | LocT_D2D | MetafileName | LocR | SP2WireConnection | FaultArrowLG | UserField5 | UserField4 | PdeConfig | GrdLongTimeBand | LocB_D2D | LocX | KV
LoadSector | Current9 | Checker_FRDAmpacity | ExtRef | ManufacturerName | OneLineDWG | LoadPercent5 | EarthLayer2p | SymbolType | RAB | LocR | NPBitset | IsPostClose | LocR | PdeAction | ReferenceDWG | PurchasingDate | ReplaceTime | Current16C | SourceIID | CTGroundPrim | LocX | Meterial | LocR_D2D | SP3WireConnection | FaultArrowLGMin | UserField6 | UserField5 | PdeDumpster | GrdLongTimeBand_Label | Locked | LocX_D2D | MaximumTapPercent
LocB | CurrentUnit | Checker_Misc | FailureRate | MetafileName | Orientation | LoadPercent6 | EarthLayer2u | ToBus | RAC | LocT | NPLibModified | IsPostOpen | LocT | PdeConfig | ReplaceTime | Purged | Revision | Current17 | Standard | CTGroundSec | LocX_D2D | MFRName | LocT | SymbolSize | FDRTag | UserField7 | UserField6 | PdeNewID | GrdLongTimeCurve | LocL | LocY | MinimumTapPercent
Locked | D1 | Checker_Sizing | FaultFrequency | MfrModelID | OtiGUID | LoadPercent7 | EarthLayer3e | Tolerance | RBA | LocX | OneLineDWG | IsPreClose | LocX | PdeDumpster | Revision | ReferenceDWG | SpareAvail | Current17C | SymbolSize | CTInputGID | LocY | MinTempValue | LocT_D2D | SymbolType | FeederID | FromElement | UserField7 | PdeStatus | GrdLongTimePkup | LocL_D2D | LocY_D2D | MVAButton
LocL | D2 | CheckerCommentPage | FDRTag | MFRName | OutageRate | LoadPercent8 | EarthLayer3p | UnitLength | RBB | LocY | OpenDF | IsPreOpen | LocY | PdeNewID | SpareAvail | ReferencekVSel | Status | Current18 | SymbolType | CTInputIID | LocY_D2D | Mirrored | LocX | ToBus | FirstInterval | ToElement | FromElement | PurchasingDate | GrdLongTimePkup_Label | LocR | Main | NeedsToBeVerifiedCommentPage
LocR | DataRevs | CheckerConfiguration | FixedLoc | Mirrored | OutageTime | LoadPercent9 | EarthLayer3u | UserField1 | RBC | MaxFreq | Orientation | Issue | Logic_Comment | PdeStatus | Status | ReplaceTime | SwitchTime | Current18C | ToBus | CTInputPrim | MaxMW | MTTR | LocX_D2D | UserField1 | FixedLoc |  | ToElement | Purged | GrdShortTimeBand | LocR_D2D | Main_PD_Accessor | NeedsToBeVerifiedHarmonicPage
LocT | DataType | CheckerConfiguration2 | FromBus | MTTR | PdeAction | LoadSector | ElasticityALCU | UserField2 | RCA | MaxOrder | OtiGUID | Ithr | Making | PermFailureRate | SwitchTime | Revision | SymbolSize | Current19 | Type | CTInputSec | MaxQ | NeedsToBeVerifiedDistributionShared | LocY | UserField2 | FPCFactor |  |  | ReferenceDWG | GrdShortTimeBand_Label | LocT | Main_PD_MFR | NeedsToBeVerifiedImpedancePage
LocX | DeltaY | CheckerFRDAmpacity2 | GenerationUnitGID | NoOfLoads | PdeConfig | LoadType | ElasticitySteel | UserField3 | RCB | MetafileName | OutageRate | LibHeaderData | MaxInterrupting | PinSCkA | SymbolSize | SpareAvail | SymbolType | Current19C | UserField1 | CTPhaseGID | MetafileName | NoOfLoads | LocY_D2D | UserField3 | FromElement |  |  | Revision | GrdShortTimeCurve | LocT_D2D | Main_PD_Model | NeedsToBeVerifiedInfoPage
LocY | Description | CheckerProtect | GenerationUnitIID | OneLineDWG | PdeDumpster | LocB | Elevation | UserField4 | RCC | MfrModelID | OutageTime | LibRating | MaxkV | PurchasingDate | SymbolType | SwitchTime | ToTerminalA | Current1C | UserField2 | CTPhaseIID | MfrModelID | ObjectID | MaxkV | UserField4 | GISPhase |  |  | ServiceState | GrdShortTimePkup | LocX | MainPDBIAC | NeedsToBeVerifiedRatingPage
MainPDIsolated | EFF100 | CheckerProtect2 | GenMaxMvar | Orientation | PdeNewID | Locked | ElongCoeff | UserField5 | ReferenceDWG | MFRName | PdeAction | LibSource | MetafileName | Purged | ToElement | SymbolSize | ToTerminalB | Current2 | UserField3 | CTPhasePrim | MFRName | OhmsPerLengthUnit | MetafileName | UserField5 | Ground1stTCC |  |  | Setting | GrdShortTimePkup_Label | LocX_D2D | MainPDCurrent | NeedsToBeVerifiedRegulationPage
MetafileName | EFF50 | CheckerReliablePage | GenMinMvar | OtiGUID | PdeStatus | LocL | Emissivity | UserField6 | ReplaceTime | MinFreq | PdeConfig | LibType | MFRName | RCShortCircuitCurrent | UnitLength | SymbolType | ToTerminalN | Current20 | UserField4 | CTPhaseSec | MinMW | OhmsPerLengthValue | MFRName | UserField6 | GroundAltTrip1 |  |  | SettingValue | Ground | LocY | MainPDMaking | NeedsToBeVerifiedReliabilityPage
MFRName | EFF75 | CheckerRemarksPage | GenMW | OutageRate | PercentLoad0 | LocR | EquipmentName | UserField7 | RevCtrl | Mirrored | PdeDumpster | Limiter | Mirrored | ReferenceDWG | UserField1 | ToElement | UnitLength | Current20C | UserField5 | CTSenGrdGID | MinQ | OID | Mirrored | UserField7 | GroundAltTrip2 |  |  | SourceID | GroundInstantaneous | LocY_D2D | MainPDVoltage | NeedsToBeVerifiedRemarksPage
Mirrored | EndingTime1 | CircuitClearance | GenRatedkV | OutageTime | PercentLoad1 | LocT | ExtRef | XRPos | Revision | MTTR | PdeNewID | LoadSector | MTTR | ReferencekVSel | UserField2 | UDBasekV | UserField1 | Current2C | UserField6 | CTSenGrdIID | Mirrored | OneLineDWG | MTTR | VA | GroundAltTrip3 |  |  | SourceIID | GroundLongTime | Manufacturer | MainPF_TRV_MD | NeedsToBeVerifiedTapPage
MTTR | EndingTime10 | Coating | GenVariation | PdeAction | PercentLoad2 | LocX | FailureRate | XRZero | RPos | NoOfLoads | PdeStatus | LocB | NoOfLoads | ReplaceTime | UserField3 | UnitLength | UserField2 | Current3 | UserField7 | CTSenGrdPrim | ModelType | Orientation | NoOfLoads | VAButton | GroundAltTrip4 |  |  | SymbolSize | GroundShortTime | MetafileName | MetafileName | NegTapSetting
Node | EndingTime2 | CoatingACF | Grounded | PdeConfig | PercentLoad3 | LocY | FDRTag | ZPos | RZero | NumberOfPulse | PercentLoad0 | Locked | Normal | RevCtrl | UserField4 | UserField1 | UserField3 | Current3C | FromElement | CTSenGrdSec | MTTR | OtiGUID | NumBanks | XRRatio | GroundAltTrip5 |  |  | SymbolType | GUID_ACC | MFRName | MFRName | OperatingTap1
NominalkV | EndingTime3 | CoatingConfig | GroundR | PdeDumpster | PercentLoad4 | LRC | FixedLoc | ZZero | SpareAvail | OneLineDWG | PercentLoad1 | LocL | OneLineDWG | Revision | UserField5 | UserField2 | UserField4 | Current4 | ToElement | CurrentSummer | MVAButton | OtiSourceGUID | OneLineDWG | FromElement | GroundAltTrip6 |  |  | UnderDelay | GUID_EDPP | Mirrored | Mirrored | OperatingTap2
NoOfLoads | EndingTime4 | CoatingLibAccessed | GrowthFactor | PdeNewID | PercentLoad5 | MetafileName | FromBus |  | SwitchTime | OperatingPF | PercentLoad2 | LocR | Orientation | SizeID | UserField6 | UserField3 | UserField5 | Current4C |  | DataRevs | Mvar | OutageRate | OpenOperatingT | ToElement | GroundAltTripEnabled1 |  |  | UnderPower | GUID_EXC | Model | Mounting | OperatingTap3
OneLineDWG | EndingTime5 | CoatingManufacturer | GUID_ACC | PdeStatus | PercentLoad6 | MFRName | GrdBaseTemp1 |  | SymbolSize | OperatingVoltPerHz | PercentLoad3 | LocT | OtiGUID | SpareAvail | UserField7 | UserField4 | UserField6 | Current5 |  | Description | MW | OutageTime | OpenPercentTD |  | GroundAltTripEnabled2 |  |  | UnderPU | GUID_GIS | OLR_K_Dial | OneLineDWG | PercentR
Orientation | EndingTime6 | CoatingMaterial | GUID_EDPP | PermFailureRate | PercentLoad7 | Mirrored | GrdBaseTemp2 |  | SymbolType | Orientation | PercentLoad4 | LocX | OutageRate | Speed | Voltage | UserField5 | UserField7 | Current5C |  | DevAction1 | MWButton | PdeAction | OpenTDDefiniteInitial |  | GroundAltTripEnabled3 |  |  | UserField1 | GUID_SPEL | OLRTimeDial | Orientation | PercentX
OtiGUID | EndingTime7 | Color | GUID_EXC | Phase | PercentLoad8 | ModelType | GrdRDC |  | ToBus | OtiGUID | PercentLoad5 | LocY | OutageTime | Standard |  | UserField6 | Voltage | Current6 |  | DevAction2 | NeedsToBeVerifiedDistributionShared | PdeConfig | OpenTDInverseBase |  | GroundAltTripEnabled4 |  |  | UserField2 | Hidden | OneLineDWG | OtiGUID | PercentZ
OutageRate | EndingTime8 | CommentText | GUID_GIS | PhaseShiftPS | PercentLoad9 | MotorLoadPercent | GrdStrength |  | UnitLength | OutageRate | PercentLoad6 | Logic_Comment | Override | Status |  | UserField7 |  | Current6C |  | DevAction3 | NeedsToBeVerifiedDistributionSharedH1 | PdeDumpster | OpenVDMultiples |  | GroundAltTripEnabled5 |  |  | UserField3 | ID | Orientation | OtiSourceGUID | PercentZNeg
OutageTime | EndingTime9 | CondODValue | GUID_SPEL | PhaseShiftPT | PermFailureRate | MTLoadPercent | GrdTa |  | UnitSystem | OutageTime | PercentLoad7 | McpPickup | PdeAction | SwitchTime |  | Voltage |  | Current7 |  | DevAction4 | NegR | PdeNewID | Orientation |  | GroundAltTripEnabled6 |  |  | UserField4 | IID | OtiGUID | PdeAction | PercentZNegVariation
PdeAction | EquipName | ConductorsPerLocation | HarmonicRc | PhaseShiftType | PF | MTTR | GrdTc |  | UserField1 | OutputFLA | PercentLoad8 | McpPickup_Label | PdeConfig | SymbolSize |  |  |  | Current7C |  | DevAction5 | NegX | PdeStatus | OtiGUID |  | GroundAltTripName |  |  | UserField5 | InheritedState | OtiSourceGUID | PdeConfig | PercentZPos
PDEBus | ExtRef | CSDGroup | HarmonicXm | PinSCkA | Phase | MVA | GroundFromCondLib |  | UserField2 | OutputFrequency | PercentLoad9 | McpPickupRange | PdeDumpster | SymbolType |  |  |  | Current8 |  | DevGID1 | NoOfLoads | Peak | OtiSourceGUID |  | GroundConstantTimeAdder1 |  |  | UserField6 | InService | OverloadType | PdeDumpster | PercentZPosVariation
PdeConfig | FailureRate | CumulativeEffect | Hidden | PlotDamage | PhaseConnection | MVAButton | GroundG1Check |  | UserField3 | OutputkV | PermFailureRate | MetafileName | PdeNewID | SymRMS |  |  |  | Current8C |  | DevGID2 | ObjectID | PermFailureRate | OutageRate |  | GroundConstantTimeAdder2 |  |  | UserField7 | InServiceState | PdeAction | PdeNewID | Phase
PdeDumpster | FDRTag | Current0 | ID | PlotSide | Priority | NoOfLoads | GroundG1X |  | UserField4 | OutputKVA | PF | MFRName | PdeStatus | SystemCalculated |  |  |  | Current9 |  | DevGID3 | OneLineDWG | PhaseConnection | OutageTime |  | GroundCTA1 |  |  | FromElement | Instantaneous | PdeConfig | PdeStatus | PosTapSetting
PdeNewID | FinalLoad1 | Current1 | iecLibModified | PrimaryBus | PurchasingDate | OneLineDWG | GroundG1Y |  | UserField5 | OutputLoad | PF_LR | Mirrored | PermFailureRate | TestPF |  |  |  | Current9C |  | DevGID4 | OnePhase | PlotContAmp | PdeAction |  | GroundCTA2 |  |  | ToElement | InstDelay | PdeDumpster | Phase | PrimFLA
PdeStatus | FinalLoad10 | Current10 | IID | PrimaryInitialTimeDelay | Purged | Orientation | GroundG2Check |  | UserField6 | OutputMaxFLA | PF_NL | MTTR | PurchasingDate | ToElement |  |  |  | CurrentUnit |  | DevGID5 | OnePhaseXoverR | PurchasingDate | PdeConfig |  | GroundCTA3 |  |  |  | InstSetting | PdeNewID | PhaseArrange | PTPrimarykV
Peak | FinalLoad2 | Current11 | IncludeSpareLoads | PrimarykA | Quantity | OtiGUID | GroundG2X |  | UserField7 | OutputMaxVLimit | PF_Normal | NoOfLoads | Purged | TotalAsym3PhasekA |  |  |  | CurveType |  | DevIID1 | Orientation | Purged | PdeDumpster |  | GroundCTA4 |  |  |  | Issue | PdeStatus | PhaseOrder | PTSecondadyV
PermFailureRate | FinalLoad3 | Current12 | InrushDuration | PrimarykVTapButton | ReferenceDWG | OutageRate | GroundG2Y |  | XAA | PdeAction | PF_RatedT | OneLineDWG | Rated | TotalAsymLGkA |  |  |  | D1 |  | DevIID2 | OtiGUID | ReferenceDWG | PdeNewID |  | GroundCTA5 |  |  |  | LocB | PinSCkA | PinCount | RatedKV
Phase | FinalLoad4 | Current13 | InrushMultiplier | PrimaryLTCOpTap | ReferencekVSel | OutageTime | GroundLibHeaderData |  | XAB | PdeConfig | Phase | Orientation | RCShortCircuitCurrent | TotalSym3PhasekA |  |  |  | D2 |  | DevIID3 | OtiSourceGUID | ReplaceTime | PdeStatus |  | GroundCTA6 |  |  |  | LocB_D2D | PLCAmp | Priority | Regulator
PlotBusContAmp | FinalLoad5 | Current14 | InrushTimeConstant | PrimaryMaxPercentTap | ReplaceTime | P0_Type3 | GroundWireDiameter |  | XAC | PdeDumpster | PhaseConnection | OtiGUID | ReferenceDWG | TotalSym3PhasekAMin |  |  |  | Damping |  | DevIID4 | OutageRate | Revision | PercentLoad0 |  | GroundCurrentMult1 |  |  |  | Locked | PLCPercent | PurchasingDate | ReverseBaseDelay
PlotBusLoading | FinalLoad6 | Current15 | InrushType | PrimaryMinPercentTap | Revision | P0_Type4 | GroundWireGMR |  | XBA | PdeNewID | Poles | OutageRate | ReplaceTime | TotalSymLGkA |  |  |  | DataGapOpt |  | DevIID5 | OutageTime | RGnd | PercentLoad1 |  | GroundCurrentMult2 |  |  |  | LocL | PreLoadCurrent | Purged | ReverseControlBranchGID
PlotBusLoadingOpt | FinalLoad7 | Current16 | InService | PrimaryOperatingTime | SourceType | P0_Type5 | GroundWireLibCode |  | XBB | PdeStatus | Priority | OutageTime | RevCtrl | TotalSymLGkAMin |  |  |  | DataRevs |  | DIF_CT_GID | OutServiceYear | RPos | PercentLoad2 |  | GroundCurveType1 |  |  |  | LocL_D2D | PreloadingAccel | ReferenceDWG | ReverseControlBranchIID
PlotBusSCWithstand | FinalLoad8 | Current17 | InServiceState | PrimaryRegBusID | SP3Wire | P1_Type4 | GroundWireLibDataAccessed |  | XBC | PercentCurrentLimit | PurchasingDate | Override | Revision | TRV |  |  |  | DateInstalled |  | DIF_CT_IID1 | PdeAction | RZero | PercentLoad3 |  | GroundCurveType2 |  |  |  | LocR | PreloadingRangeAccel | Revision | ReverseControlBusGID
PlotBusThermalLimit | FinalLoad9 | Current18 | Issue | PrimaryRegVolPercent | SpareAvail | P1_Type5 | GroundWireLibDataModified |  | XCA | PercentEFF | Purged | PdeAction | SpareAvail | UDBasekV |  |  |  | Description |  | DIF_CT_IID10 | PdeConfig | ServiceState | PercentLoad4 |  | GroundCurveType3 |  |  |  | LocR_D2D | PreloadingRangeThermal | Schedule | ReverseControlBusIID
PlotLargestMtr | FixedLoc | Current19 | ITotalPercent | PrimaryStepPercentTap | SpareDF | P2_Type4 | GroundWireLineSize |  | XCB | PercentLoad0 | Quantity | PdeConfig | Status | UDBasekVMin |  |  |  | DeviceType |  | DIF_CT_IID11 | PdeDumpster | SourceID | PercentLoad5 |  | GroundCurveType4 |  |  |  | LocT | PreloadingThermal | ServiceState | ReverseControlOpt
PlotTotalXfmrInrush | GroundingAmp | Current2 | KFactor | PrimCheckBox | SwitchTime | P2_Type5 | GroundWireNumber |  | XCC | PercentLoad1 | RatedT | PdeDumpster | SwitchTime | UDGroundkA |  |  |  | DistributedNeutral |  | DIF_CT_IID12 | PdeNewID | SourceIID | PercentLoad6 |  | GroundCurveType5 |  |  |  | LocT_D2D | PurchasingDate | SourceID | ReverseInitialDelay
PlotTotalXfmrInrushOpt | GroundingType | Current3 | LastPrimGroundingRX | PrimConnectionButton | SymbolSize | P3_Type4 | GroundWirePerLength |  | XPos | PercentLoad2 | ReferenceDWG | PdeNewID | SymbolSize | UDGroundkAMin |  |  |  | DownRampRate |  | DIF_CT_IID13 | PdeStatus | SpareAvail | PercentLoad7 |  | GroundCurveType6 |  |  |  | LocX | Purged | SourceIID | ReverseInverseMultiple
Polarity | GUID_ACC | Current4 | LastSecGroundingRX | PrimDistributedNeutral | SymbolType | P3_Type5 | GroundWirePerLengthUnit |  | XZero | PercentLoad3 | ReplaceTime | PdeStatus | SymbolType | UDPhasekA |  |  |  | Efficency |  | DIF_CT_IID14 | PermFailureRate | Standard | PercentLoad8 |  | GroundDelay1 |  |  |  | LocX_D2D | ReferenceDWG | SP3Wire | ReverseInverseOperatingDelay
ProhibitedBoundary | GUID_EDPP | Current5 | LibAccess | PrimEarthingType | UDBasekV | P4_Type5 | GroundWireResistT1 |  | YAA | PercentLoad4 | Revision | PermFailureRate | Test | UDPhasekAMin |  |  |  | EnablePOZ1 |  | DIF_CT_IID15 | Phase | SwitchTime | PercentLoad9 |  | GroundDelay2 |  |  |  | LocY | ReferencekVSel | SPWireType | ReverseInversePercentTD
PurchasingDate | GUID_EXC | Current6 | LibRating | PrimGroundingAmpers1 | UnitLength | P5_Type5 | GroundWireResistT2 |  | YAB | PercentLoad5 | RPM | PinSCkA | TimeDelay | UnitLength |  |  |  | EnablePOZ2 |  | DIF_CT_IID16 | PMW0 | SymbolSize | PermFailureRate |  | GroundDelay3 |  |  |  | LocY_D2D | Resistance | Standard | ReverseLineDropOhmsR
Purged | GUID_GIS | Current7 | LibSource | PrimGroundingKV1 | UseDMF | PdeAction | GroundWireType |  | YAC | PercentLoad6 | SeatTime | PurchasingDate | Tkr | UserField1 |  |  |  | EnablePOZ3 |  | DIF_CT_IID17 | PMW1 | SymbolType | PFLowerrBand |  | GroundDelay4 |  |  |  | Manufacturer | Revision | SymbolSize | ReverseLineDropOhmsX
RatingType | GUID_SPEL | Current8 | LibType | PrimGroundingKV2 | UserField1 | PdeConfig | GroundWireXa |  | YBA | PercentLoad7 | SP3Wire | Purged | ToElement | UserField2 |  |  |  | EnablePOZ4 |  | DIF_CT_IID18 | PMW10 | SymmRMS | PFSwitchInValue |  | GroundDelay5 |  |  |  | MetafileName | ServiceState | SymbolType | ReverseOperatingDelay
ReferenceDWG | HarmonicSourceID | Current9 | LoadFactor | PrimGroundingKVA | UserField2 | PdeDumpster | GroundWireXaPrime |  | YBB | PercentLoad8 | SpareAvail | RCShortCircuitCurrent | TRViec | UserField3 |  |  |  | EnablePOZ5 |  | DIF_CT_IID19 | PMW11 | TDPhase | PFSwitchOutValue |  | GroundDelay6 |  |  |  | MFRName | SourceID | ThermalMagMagTrip | ReverseTimeDelayOpt
Region | HarmType | DataRevs | LoadSector | PrimGroundingSecOhms | UserField3 | PdeNewID | GroupID |  | YBC | PercentLoad9 | SpareDF | ReferenceDWG | UnitLength | UserField4 |  |  |  | EnableProhibitedZone |  | DIF_CT_IID2 | PMW12 | ToBus | PFUpperBand |  | GroundDelayCurve |  |  |  | Mirrored | SourceIID | ThermalMagMagTrip_Label | ReverseVCenterPercent
ReplaceTime | HeaterLibName | DCCable | LocB | PrimGroundingType | UserField4 | PdeStatus | GroupLength |  | YCA | PercentOperFreq | StallTime | ReferencekVSel | UserField1 | UserField5 |  |  |  | EnergizedYear |  | DIF_CT_IID20 | PMW13 | Tolerance | Phase |  | GroundDelayRange1 |  |  |  | Model | SymbolSize | ThermalMagThermalTrip | ReverseVLowerPercent
RestrictedBoundary | HeaterR | Description | Locked | PrimkV | UserField5 | PercentTotalLoad | GroupNum |  | YCB | PercentPF | StartCat | ReplaceTime | UserField2 | UserField6 |  |  |  | EquipmentName |  | DIF_CT_IID3 | PMW14 | UnitLength | PhaseConnection |  | GroundDelayRange2 |  |  |  | OneLineDWG | SymbolType | TPWireType | ReverseVUpperPercent
RevCtrl | Hidden | DesignMF | LocL | PrimkVA | UserField6 | PermFailureRate | GroupNumber |  | YCC | PermFailureRate | StartTime | RevCtrl | UserField3 | UserField7 |  |  |  | ExciterID |  | DIF_CT_IID4 | PMW15 | UserField1 | Priority |  | GroundDelayRange3 |  |  |  | Orientation | SymRMS | TripDeviceMFR | Revision
Revision | HP | DeviceBritishStandard | LocR | PrimLTCVLower | UserField7 | PF | GUID_ACC |  | YPos | Priority | StrokeTime | Revision | UserField4 | Voltage |  |  |  | ExciterType |  | DIF_CT_IID5 | PMW16 | UserField2 | PurchasingDate |  | GroundDelayRange4 |  |  |  | OtiGUID | SystemCalculated | TripDeviceModel | RoverX
ShockHazardCondition | HP_KW | DynLinkToLib | LocSupervised | PrimLTCVUpper | ValidEquipmentCable | Phase | GUID_EDPP |  | YZero | PurchasingDate | SwitchTime | SizeID | UserField5 |  |  |  |  | ExcParameter0 |  | DIF_CT_IID6 | PMW17 | UserField3 | Purged |  | GroundDelayRange5 |  |  |  | OtiSourceGUID | Thermal | TripDeviceSizeID | StepTapPercent
ShockHazardCondition1 | ID | EN50122 | LocT | PrimMaxkVA |  | PhaseA_Amp | GUID_EXC |  |  | Purged | SymbolSize | SpareAvail | UserField6 |  |  |  |  | ExcParameter1 |  | DIF_CT_IID7 | PMW18 | UserField4 | ReferenceDWG |  | GroundDelayRange6 |  |  |  | PdeAction | ThermalTrip | UnitLength | SubstationID
ShockHazardCondition2 | IFL | EN50122Voltage | LocX | PrimPercentTap |  | PhaseA_MVA | GUID_GIS |  |  | PWMFactor | SymbolType | SstGrd | UserField7 |  |  |  |  | ExcParameter10 |  | DIF_CT_IID8 | PMW19 | UserField5 | ReplaceTime |  | GroundHC1 |  |  |  | PdeConfig | ThermalTripRange | UserDef | TapRangeUnit
ShockHazardCondition3 | IID | EndConnection | LocY | PSPosXoverR |  | PhaseA_PF | GUID_SPEL |  |  | ReferenceDWG | ThrottleDF | SstGrdBand | [5 empty] | ExcParameter11 |  | DIF_CT_IID9 | PMW2 | UserField6 | Revision |  | GroundHC2 |  |  |  | PdeDumpster | ThermalType | UserField1 | Temperature1
ShowAvailableEnergyTCC | Inertia | EquipID | ManufacturerName | PSPosZ |  | PhaseB_Amp | Height |  |  | ReplaceTime | UnitLength | SstGrdBand_Label | [5 empty] | ExcParameter12 |  | DIF_CTInputs | PMW20 | UserField7 | ServiceState |  | GroundHC3 |  |  |  | PdeNewID | Tolerance | UserField2 | Temperature2
ShowCalcEnergyTCC | Info_CableL | EquipmentCable | MaxSCContribution | PSZeroXoverR |  | PhaseB_MVA | HeightDiff |  |  | Revision | UseDMF | SstGrdBand_Tag | [5 empty] | ExcParameter13 |  | DIFEnabled | PMW21 | XfmrLeg | SourceID |  | GroundHC4 |  |  |  | PdeStatus | TotalAsym3PhasekA | UserField3 | TypeA
SpareAvail | Info_FLA | EquipmentName | MetafileName | PSZeroZ |  | PhaseB_PF | Hidden |  |  | ScK | UserField1 | SstGrdCurve_Name | [5 empty] | ExcParameter14 |  | DIFOperatingTime | PMW22 | XGnd | SourceIID |  | GroundHC5 |  |  |  | PhaseInstantaneous | TotalAsymLGkA | UserField4 | UseImpedanceInCalculation
Standard | Info_H | EquipmentType | MfrModelID | PTPosXoverR |  | PhaseC_Amp | HighTwrSag |  |  | ShiftAngle | UserField2 | SstGrdCurve_Tag | [5 empty] | ExcParameter15 |  | DIFType | PMW23 | XPos | SP3Wire |  | GroundHC6 |  |  |  | PhaseLongTime | TotalSym3PhasekA | UserField5 | UserDefinedAlert
SwitchTime | Info_HP | ExcludeSecondEarthFault | MFRName | PTPosZ |  | PhaseC_MVA | HighTwrTension |  |  | SourceType | UserField3 | SstGrdI2t | [5 empty] | ExcParameter16 |  | DisplayTag | PMW24 | XZero | SpareAvail |  | GroundHCLockout |  |  |  | PhaseShortTime | TotalSym3PhasekAMin | UserField6 | UseTypicalZXR
SymbolSize | Info_KV | ExtRef | Mirrored | PTZeroXoverR |  | PhaseC_PF | ID |  |  | SpareAvail | UserField4 | SstGrdPickup | [5 empty] | ExcParameter17 |  | Element1 | PMW25 | ZGnd | SpareDF |  | GroundHCTrip1 |  |  |  | PhInstantaneousPkup | TotalSymLGkA | UserField7 | XFMRClass
SymbolType | Info_Load1 | FactorkOpt | MTTR | PTZeroZ |  | PhaseConnection | IID |  |  | SpareDF | UserField5 | SstGrdPickup_Label | [5 empty] | ExcParameter18 |  | Element2 | PMW26 | ZPos | StepsPerBank |  | GroundHCTrip2 |  |  |  | PhInstantaneousPkup_Label | TotalSymLGkAMin |  | xfmrStd
SymmRMS | Info_Load10 | FailureRate | MVAButton | PurchasingDate |  | Priority | InitCurrent |  |  | StarterControl | UserField6 | SstGrdPickup_Tag | [5 empty] | ExcParameter19 |  | Element3 | PMW27 | ZZero | SwitchCtrlMode |  | GroundHCTrip3 |  |  |  | PhLongTimeBand | UDBasekV |  | XFMRSubType
SystemGrdType | Info_Load2 | FDRTag | NegTapSetting | Purged |  | PurchasingDate | InitTemp |  |  | SwitchTime | UserField7 | SstMaintenanceGrd | [5 empty] | ExcParameter2 |  | Element4 | PMW28 | FromElement | SwitchTime |  | GroundHCTrip4 |  |  |  | PhLongTimeBand_Label | UDBasekVMin |  | XFMRType
TCCPlotCurrentType | Info_Load3 | FillPercentage | NLA | ReferenceDWG |  | Purged | InService |  |  | SymbolSize | ValidEquipmentCable | SstMaintenanceGrdPickup | [5 empty] | ExcParameter20 |  | Element5 | PMW29 | ToElement | SymbolSize |  | GroundHCTrip5 |  |  |  | PhLongTimeCurve | UDGroundkA |  | XoverR
UnitLength | Info_Load4 | FireStop | NoOfLoads | ReplaceTime |  | Q0_Type3 | InServiceState |  |  | SymbolType | VLimit | SstMaintenanceGrdPickup_Label | [5 empty] | ExcParameter21 |  | EquipmentName | PMW3 |  | SymbolType |  | GroundHCTrip6 |  |  |  | PhLongTimePkup | UDGroundkAMin |  | AltitudeOPER
UserDefBusLoading | Info_Load5 | FireStopACF | OneLineDWG | RevCtrl |  | Q0_Type4 | Issue |  |  | SynchTime | VLimitSeating | SstMaintenanceGrdPickup_Tag | [5 empty] | ExcParameter22 |  | ExtRef | PMW4 |  | TimeDelayType |  | GroundHCTripAmps1 |  |  |  | PhLongTimePkup_Label | UDPhasekA |  | AmbientTempOPER
UserDefinedFCT | Info_Load6 | FireStopConfig | Operating_Stage1 | Revision |  | Q0_Type5 | KnownIce |  |  | Tr | VLimitTravel | SstMaintenancePh | [5 empty] | ExcParameter23 |  | FaultArrow3Phase | PMW5 |  | UnitLength |  | GroundHCTripAmps2 |  |  |  | PhShortTimeBand | UDPhasekAMin |  | Class1MVA
UserDefinedGrdType | Info_Load7 | FireStopLibAccessed | Operating_Stage2 | SecCheckBox |  | Q1_Type4 | KnownKFactor |  |  | UnitLength |  | SstMaintenancePhPickup | [5 empty] | ExcParameter24 |  | FaultArrow3PhaseMin | PMW6 |  | UnitsButton |  | GroundHCTripAmps3 |  |  |  | PhShortTimeBand_Label | UserDefined |  | Class2MVA
UserDefinedIf | Info_Load8 | FireStopManufacturer | OptimizeFields | SecConnectionButton |  | Q1_Type5 | KnownSag |  |  | UserField1 |  | SstMaintenancePhPickup_Label | [5 empty] | ExcParameter25 |  | FaultArrowLGGrd | PMW7 |  | UseMF |  | GroundHCTripAmps4 |  |  |  | PhShortTimeCurve | UserDefinedFLA |  | ClassName
UserDefinedPDGID | Info_Load9 | FireStopMaterial | Orientation | SecDistributedNeutral |  | Q2_Type4 | KnownTemp |  |  | UserField2 |  | SstMaintenancePhPickup_Tag | [5 empty] | ExcParameter26 |  | FaultArrowLGGrdMin | PMW8 |  | UserField1 |  | GroundHCTripAmps5 |  |  |  | PhShortTimePkup | UserDefinedLRC |  | DataFromLib
UserDefinedPDIf | Info_LRC | FireWrap | OtiGUID | SecEarthingType |  | Q2_Type5 | KnownTension |  |  | UserField3 |  | SstPhInst | [5 empty] | ExcParameter27 |  | FaultArrowLGPh | PMW9 |  | UserField2 |  | GroundHCTripAmps6 |  |  |  | PhShortTimePkup_Label | UserDefinedSF |  | DeratedSelection
UserDefinedPDIID | Info_LRPF | FireWrapACF | OutageRate | SecGroundingAmpers1 |  | Q3_Type4 | KnownWind |  |  | UserField4 |  | SstPhInstOverride | [5 empty] | ExcParameter28 |  | FaultArrowLGPhMin | PosR |  | UserField3 |  | GroundHCTripRange1 |  |  |  | PinSCkA | UserDefinedValue |  | Description
UserField1 | Info_PF | FireWrapConfig | OutageTime | SecGroundingKV1 |  | Q3_Type5 | Length |  |  | UserField5 |  | SstPhInstPickup | [5 empty] | ExcParameter29 |  | FaultArrowLGSenG | PosX |  | UserField4 |  | GroundHCTripRange2 |  |  |  | PurchasingDate | UserField1 |  | DeviceType
UserField2 | Info_Poles | FireWrapLibAccessed | PdeAction | SecGroundingKV2 |  | Q4_Type5 | LengthUnit |  |  | UserField6 |  | SstPhInstPickup_Label | [5 empty] | ExcParameter3 |  | FaultArrowLGSenGMin | Price0 |  | UserField5 |  | GroundHCTripRange3 |  |  |  | Purged | UserField2 |  | EquipmentName
UserField3 | Info_Roh | FireWrapManufacturer | PdeConfig | SecGroundingKVA |  | Q5_Type5 | LibHeaderData |  |  | UserField7 |  | SstPhInstPickup_Tag | [5 empty] | ExcParameter30 |  | FDRTag | Price1 |  | UserField6 |  | GroundHCTripRange4 |  |  |  | ReferenceDWG | UserField3 |  | FDRTag
UserField4 | Info_SF | FireWrapMaterial | PdeDumpster | SecGroundingSecOhms |  | ReferenceDWG | LibRating |  |  | VariableVHz |  | SstPhLT | [5 empty] | ExcParameter31 |  | FixedLoc | Price10 |  | UserField7 |  | GroundHCTripRange5 |  |  |  | ReferencekVSel | UserField4 |  | ITotalPercent
UserField5 | Info_Status | FixedLoc | PdeNewID | SecGroundingType |  | ReferencekVSel | LibSource |  |  | VFDDCLinkC |  | SstPhLTBand | [5 empty] | ExcParameter32 |  | FLAType | Price11 |  | ValidEquipmentCable |  | GroundHCTripRange6 |  |  |  | Revision | UserField5 |  | LibAccess
UserField6 | Info_Tfl | FromBus | PdeStatus | SeckV |  | ReplaceTime | LibType |  |  | VFDDCLinkL |  | SstPhLTBand_Label | [5 empty] | ExcParameter33 |  | Grd50Curve1 | Price12 |  | VoltageCtrlUnit |  | GroundLockout |  |  |  | ServiceState | UserField6 |  | ManufacturerName
UserField7 | Info_Tnl | FullLoadAmp | PercentZNeg | SeckVA |  | Revision | LineDiameter |  |  | VFDDCLinkR |  | SstPhLTBand_Tag | [5 empty] | ExcParameter34 |  | Grd50Curve2 | Price13 |  | VoltageLowerBand |  | GroundLockoutTrip |  |  |  | SourceID | UserField7 |  | MfrModelID
VAng | Info_Xsc | GroundFinalTempOpt | PercentZPos | SecLTCVLower |  | SCBitSet | LineGMR |  |  | VFDType |  | SstPhLTCurve_Name | [5 empty] | ExcParameter35 |  | Grd50Curve3 | Price14 |  | VoltageSwitchInValue |  | GroundLockoutTripRange |  |  |  | SourceIID |  |  | PhaseShiftHL
VAngA | InService | GroundInitialTempOpt | PermFailureRate | SecLTCVUpper |  | SelectedUDMFileName | LineLibDataAccessed |  |  | Xc |  | SstPhLTCurve_Tag | [5 empty] | ExcParameter36 |  | Grd50Curve4 | Price15 |  | VoltageSwitchOutValue |  | GroundMRT1 |  |  |  | SymbolSize |  |  | PrimConnectionButton
VAngB | InterDF | GroundPlotI2T | Phase | SecMaxkVA |  | SP3Wire | LineLibDataModified |  |  |  |  | SstPhLTPickup | [5 empty] | ExcParameter37 |  | Grd50Curve5 | Price16 |  | VoltageUpperBand |  | GroundMRT2 |  |  |  | SymbolType |  |  | PrimGroundingType
VAngC | Issue | GroundUserFinalTemp | PhaseShiftHL | SecondaryBus |  | SpareAvail | LinePerLength |  |  |  |  | SstPhLTPickup_Label | [5 empty] | ExcParameter38 |  | Grd50Curve6 | Price17 |  | FromElement |  | GroundMRT3 |  |  |  | SymRMS |  |  | SourceType
VIHD | K1 | GroundUserInitialTemp | PhaseShiftPS | SecondaryInitialTimeDelay |  | SpareDF | LinePerLengthUnit |  |  |  |  | SstPhLTPickup_Tag | [5 empty] | ExcParameter39 |  | Grd50Instant1 | Price18 |  | ToElement |  | GroundMRT4 |  |  |  | SystemCalculated |  |  | TypeName
VMag | K2 | GroupingEffect | PhaseShiftType | SecondarykA |  | StaticLoadPercent | LineResistT1 |  |  |  |  | SstPhST | [5 empty] | ExcParameter4 |  | Grd50Instant2 | Price19 |  |  |  | GroundMRT5 |  |  |  | TotalAsym3PhasekAPh |  |  | VoltRegSubType
VMagA | KV | GUID_ACC | PinSCkA | SecondarykVTapButton |  | SwitchTime | LineResistT2 |  |  |  |  | SstPhSTBand | [5 empty] | ExcParameter40 |  | Grd50Instant3 | Price2 |  |  |  | GroundMRT6 |  |  |  | TotalAsymLGkAGrd |  |  | VoltRegType
VMagB | LdMdlPowerBase | GUID_EDPP | PlotDamage | SecondaryLTCOpTap |  | SymbolSize | LineRulingSpan |  |  |  |  | SstPhSTBand_Label | [5 empty] | ExcParameter41 |  | Grd50Instant4 | Price20 |  |  |  | GroundOvercurrent1 |  |  |  | TotalAsymLGkAPh |  |  | MFRName
VMagC | LibraryField1 | GUID_EXC | PosR | SecondaryMaxPercentTap |  | SymbolType | LineSeparation |  |  |  |  | SstPhSTBand_Tag | [5 empty] | ExcParameter42 |  | Grd50Instant5 | Price21 |  |  |  | GroundOvercurrent2 |  |  |  | TotalAsymLGkASenG |  |  | OneLineDWG
VTHD | LibraryField2 | GUID_GIS | PosRoverX | SecondaryMinPercentTap |  | Ta | LineTemp |  |  |  |  | SstPhSTCurve_Name | [5 empty] | ExcParameter43 |  | Grd50Instant6 | Price22 |  |  |  | GroundOvercurrent3 |  |  |  | TotalSym3PhasekAPh |  |  | PurchasingDate
WorkingDistance | LibraryField3 | GUID_SPEL | PosTapSetting | SecondaryOperatingTime |  | TdP | LineTension |  |  |  |  | SstPhSTCurve_Tag | [5 empty] | ExcParameter44 |  | Grd50Pkup1 | Price23 |  |  |  | GroundOvercurrent4 |  |  |  | TotalSym3PhasekAPhMin |  |  | ReferenceDWG
XfmrInrushCurrentUpdatedTime | LibraryField4 | Hidden | PosX | SecondaryRegBusID |  | UDBasekV | LoadedIce |  |  |  |  | SstPhSTI2t | [5 empty] | ExcParameter45 |  | Grd50Pkup2 | Price24 |  |  |  | GroundOvercurrent5 |  |  |  | TotalSymLGkAGrd |  |  | UserField1
Zone | LibraryField5 | ID | PrimaryInitialTimeDelay | SecondaryRegVolPercent |  | UnitLength | LoadedKFactor |  |  |  |  | SstPhSTPickup | [5 empty] | ExcParameter46 |  | Grd50Pkup3 | Price25 |  |  |  | GroundOvercurrent6 |  |  |  | TotalSymLGkAGrdMin |  |  | UserField2
| LibraryField6 | IEC60364SubType | PrimarykA | SecondaryStepPercentTap |  | UserField1 | LoadedWeight |  |  |  |  | SstPhSTPickup_Label | [5 empty] | ExcParameter47 |  | Grd50Pkup4 | Price26 |  |  |  | GroundTCCModifier1 |  |  |  | TotalSymLGkAPh |  |  | UserField3
| LibraryField7 | IID | PrimarykVTapButton | SecPercentTap |  | UserField2 | LoadedWind |  |  |  |  | SstPhSTPickup_Tag | [5 empty] | ExcParameter48 |  | Grd50Pkup5 | Price27 |  |  |  | GroundTCCModifier2 |  |  |  | TotalSymLGkAPhMin |  |  | UserField4
| LibraryField8 | ImpedanceUnits | PrimaryLTCOpTap | SourceType |  | UserField3 | LoadSector |  |  |  |  | SstRatingPlug | [5 empty] | ExcParameter49 |  | Grd50Pkup6 | Price28 |  |  |  | GroundTCCModifier3 |  |  |  | TotalSymLGkASenG |  |  | UserField5
| LibraryField9 | IncludeArmorZ | PrimaryMaxPercentTap | SpareAvail |  | UserField4 | LocB |  |  |  |  | Status | [5 empty] | ExcParameter5 |  | Grd50PkupRange1 | Price29 |  |  |  | GroundTCCModifier4 |  |  |  | TotalSymLGkASenGMin |  |  | UserField6
| LibRating | IniTempOpt | PrimaryMinPercentTap | STPosXoverR |  | UserField5 | Locked |  |  |  |  | SwitchTime | [5 empty] | ExcParameter50 |  | Grd50PkupRange2 | Price3 |  |  |  | GroundTCCModifier5 |  |  |  | UDBasekVGrd |  |  | UserField7
| LibSource | InService | PrimaryOperatingTime | STPosZ |  | UserField6 | LocL |  |  |  |  | SymbolSize | [5 empty] | ExcParameter51 |  | Grd50PkupRange3 | Price4 |  |  |  | GroundTCCModifier6 |  |  |  | UDBasekVPh |  |  | CommentText
| LibType | InServiceState | PrimaryRegBusID | STZeroXoverR |  | UserField7 | LocR |  |  |  |  | SymbolType | [5 empty] | ExcParameter52 |  | Grd50PkupRange4 | Price5 |  |  |  | GroundTimeMult1 |  |  |  | UDBasekVSenG |  |  | SpecialID
| LoadLibModelID | InstallationByOpt | PrimaryRegVolPercent | STZeroZ |  | WR | LocT |  |  |  |  | SymRMS | [5 empty] | ExcParameter53 |  | Grd50PkupRange5 | Price6 |  |  |  | GroundTimeMult2 |  |  |  | UDGroundkAGrd |  |  | FailureRate
| LoadRpm | InsulationLength | PrimaryStepPercentTap | SwitchTime |  | X | LocX |  |  |  |  | SystemCalculated | [5 empty] | ExcParameter54 |  | Grd50PkupRange6 | Price7 |  |  |  | GroundTmDial1 |  |  |  | UDGroundkAGrdMin |  |  | LibRating
| LoadSector | InsulThickness | PrimaryXoverR | SymbolSize |  | XdP | LocY |  |  |  |  | ThermalMagGrdPickup | [5 empty] | ExcParameter55 |  | Grd50TmDial1 | Price8 |  |  |  | GroundTmDial2 |  |  |  | UDGroundkAPh |  |  | LibSource
| LoadTorqueType | Issue | PrimCableR | SymbolType |  | XOverR | LowTwrSag |  |  |  |  | ThermalMagGrdTimeDelay | [5 empty] | ExcParameter56 |  | Grd50TmDial2 | Price9 |  |  |  | GroundTmDial3 |  |  |  | UDGroundkAPhMin |  |  | LibType
| LoadWR2 | JacketThickness | PrimCableX | SystemCalculated |  | XP | LowTwrTension |  |  |  |  | ThermalMagMagTrip | [5 empty] | ExcParameter57 |  | Grd50TmDial3 | ProfileSector |  |  |  | GroundTmDial4 |  |  |  | UDGroundkASenG |  |  | LoadSector
| LocB | JacketType | PrimCableY | SystemImpedanceSec |  | XPP | MaxTemp |  |  |  |  | ThermalMagMagTrip_Label | [5 empty] | ExcParameter58 |  | Grd50TmDial4 | ProfileSector2 |  |  |  | GroundTmDial5 |  |  |  | UDGroundkASenGMin |  |  | MomentaryRate
| LockCold | LeakageI | PrimCheckBox | SystemImpedanceTer |  |  | MetafileName |  |  |  |  | ThermalMagThermalTrip | [5 empty] | ExcParameter59 |  | Grd50TmDial5 | PurchasingDate |  |  |  | GroundTmDial6 |  |  |  | UDPhasekAPh |  |  | MTTR
| LockHot | LengthValue | PrimConnectionButton | TapButton |  |  | MFRName |  |  |  |  | Tkr | [5 empty] | ExcParameter6 |  | Grd50TmDial6 | Purged |  |  |  | GroundTrip1 |  |  |  | UDPhasekAPhMin |  |  | NoOfLoads
| LocL | LibDataAccessed | PrimDistributedNeutral | Temperature |  |  | MinTemp |  |  |  |  | ToElement | [5 empty] | ExcParameter7 |  | Grd50TmDialRange1 | Re |  |  |  | GroundTrip2 |  |  |  | UserField1 |  |  | OutageRate
| LocR | LibDataModified | PrimEarthingType | TerCheckBox |  |  | Mirrored |  |  |  |  | TotalAsym3PhasekA | [5 empty] | ExcParameter8 |  | Grd50TmDialRange2 | ReferenceDWG |  |  |  | GroundTrip3 |  |  |  | UserField2 |  |  | OutageTime
| LocT | LibRating | PrimFLA | TerConnectionButton |  |  | MTTR |  |  |  |  | TotalAsymLGkA | [5 empty] | ExcParameter9 |  | Grd50TmDialRange3 | ReplaceTime |  |  |  | GroundTrip4 |  |  |  | UserField3 |  |  | PermFailureRate
| LocX | LibSource | PrimFLA_T1 | TerDistributedNeutral |  |  | NoOfLoads |  |  |  |  | TotalSym3PhasekA | [5 empty] | ExcWithstandLimit |  | Grd50TmDialRange4 | RevCtrl |  |  |  | GroundTrip5 |  |  |  | UserField4 |  |  | ReplaceTime
| LocY | LibType | PrimFLA_T2 | TerEarthingType |  |  | NorthLatitude |  |  |  |  | TotalSym3PhasekAMin | [5 empty] | ExcWithstandTime |  | Grd50TmDialRange5 | Revision |  |  |  | GroundTrip6 |  |  |  | UserField5 |  |  | SpareAvail
| LRC | LoadDiversity | PrimFLA_T3 | TerGroundingAmpers1 |  |  | NumOfEarthLayers |  |  |  |  | TotalSymLGkA | [5 empty] | ExternalDataSector |  | Grd50TmDialRange6 | Rn |  |  |  | GroundTripAmps1 |  |  |  | UserField6 |  |  | SwitchTime
| LRTorque | LoadFactor | PrimGroundingAmpers1 | TerGroundingKV1 |  |  | OneLineDWG |  |  |  |  | TotalSymLGkAMin | [5 empty] | ExtRef |  | Grd50TmDialUnit1 | ServiceState |  |  |  | GroundTripAmps2 |  |  |  | UserField7 |  |  | UnitLength
| MachineWR2 | LoadingAmp | PrimGroundingAmpers2 | TerGroundingKV2 |  |  | OperatingAmp |  |  |  |  | TripDeviceMFR | [5 empty] | FailureRate |  | Grd50TmDialUnit2 | SingleGrounded |  |  |  | GroundTripAmps3 |  |  |  | FromElement
| MaxTorque | LoadSector | PrimGroundingKV1 | TerGroundingKVA |  |  | Orientation |  |  |  |  | TripDeviceModel | [5 empty] | FDRTag |  | Grd50TmDialUnit3 | SingleYearForecastOpt |  |  |  | GroundTripAmps4 |  |  |  | ToElement
| MetafileName | LocalRToGround | PrimGroundingKV2 | TerGroundingSecOhms |  |  | OtiGUID |  |  |  |  | TripDeviceSizeID | [5 empty] | FeederID |  | Grd50TmDialUnit4 | SourceID |  |  |  | GroundTripAmps5
| MFRName | LocB | PrimGroundingKVA | TerGroundingType |  |  | OutageRate |  |  |  |  | TripDeviceTypeName | [5 empty] | FixedLoc |  | Grd50TmDialUnit5 | SourceIID |  |  |  | GroundTripAmps6
| ModelCKTType | Locked | PrimGroundingSecOhms | TeritiaryBus |  |  | OutageTime |  |  |  |  | TypeOfBreaker | [5 empty] | FuelCost0 |  | Grd50TmDialUnit6 | SourceType |  |  |  | GroundTripLockout
| ModelLibApp | LocL | PrimGroundingType | TerkV |  |  | PdeAction |  |  |  |  | UDBasekV | [5 empty] | FuelCost1 |  | Grd51Curve1 | SpareAvail |  |  |  | GroundTripName
| ModelLibID | LocR | PrimkA | TerkVA |  |  | PdeConfig |  |  |  |  | UDBasekVMin | [5 empty] | FuelCost2 |  | Grd51Curve2 | SwitchTime |  |  |  | GroundTripOperation1
| ModelType | LocT | PrimkV | TerLTCVLower |  |  | PdeDumpster |  |  |  |  | UDGroundkA | [5 empty] | FuelCost3 |  | Grd51Curve3 | SymbolSize |  |  |  | GroundTripOperation2
| MotorType | LocX | PrimkV_T1 | TerLTCVUpper |  |  | PdeNewID |  |  |  |  | UDGroundkAMin | [5 empty] | FuelCost4 |  | Grd51Curve4 | SymbolType |  |  |  | GroundTripOperation3
| MsCurveType | LocY | PrimkV_T2 | TerMaxkVA |  |  | PdeStatus |  |  |  |  | UDPhasekA | [5 empty] | FuelCost5 |  | Grd51Curve5 | ThreePhase |  |  |  | GroundTripOperation4
| MsDeviceFlag | MainCableFixed | PrimkV_T3 | TerPercentTap |  |  | PerLength |  |  |  |  | UDPhasekAMin | [5 empty] | FuelCost6 |  | Grd51Curve6 | ThreePhaseXoverR |  |  |  | GroundTripOperation5
| MsSmoothFlag | MaintainedSpacing | PrimkVFixedTapButton | TertiaryInitialTimeDelay |  |  | PerLengthUnit |  |  |  |  | UnitLength | [5 empty] | FuelCost7 |  | Grd51Pkup1 | TypeOfUtility |  |  |  | GroundTripOperation6
| MTTR | MaxSWPres | PrimLTCVLower | TertiarykA |  |  | PermFailureRate |  |  |  |  | UserField1 | [5 empty] | FuelCost8 |  | Grd51Pkup2 | UniformScalePQ |  |  |  | GroundTripRange1
| MVA | MaxTempValue | PrimLTCVUpper | TertiarykVTapButton |  |  | Phase |  |  |  |  | UserField2 | [5 empty] | FuelCost9 |  | Grd51Pkup3 | UnitLength |  |  |  | GroundTripRange2
| MVAButton | MaxTension | PrimMaxPercentFixedTap | TertiaryLTCOpTap |  |  | PhaseAX |  |  |  |  | UserField3 | [5 empty] | GenerationCategory |  | Grd51Pkup4 | UserField1 |  |  |  | GroundTripRange3
| NoOfLoads | MetafileName | PrimMinPercentFixedTap | TertiaryMaxPercentTap |  |  | PhaseAY |  |  |  |  | UserField4 | [5 empty] | GostScExciterType |  | Grd51Pkup5 | UserField2 |  |  |  | GroundTripRange4
| NPLibName | MFRName | PrimNumSteps | TertiaryMinPercentTap |  |  | PhaseBX |  |  |  |  | UserField5 | [5 empty] | GovernorID |  | Grd51Pkup6 | UserField3 |  |  |  | GroundTripRange5
| OneLineDWG | MinimumVst | PrimPercentTap | TertiaryOperatingTime |  |  | PhaseBY |  |  |  |  | UserField6 | [5 empty] | GovernorType |  | Grd51PkupRange1 | UserField4 |  |  |  | GroundTripRange6
| Orientation | MinTempValue | PurchasingDate | TertiaryRegBusID |  |  | PhaseCX |  |  |  |  | UserField7 | [5 empty] | GrdFont |  | Grd51PkupRange2 | UserField5 |  |  |  | GroundVSM1
| OutageRate | Mirrored | Purged | TertiaryRegVolPercent |  |  | PhaseCY | [10 empty] | GroundR |  | Grd51PkupRange3 | UserField6 |  |  |  | GroundVSM2
| OutageTime | MTTR | R_T1 | TertiaryStepPercentTap |  |  | PhaseDomain | [10 empty] | GrowthCurveSector |  | Grd51PkupRange4 | UserField7 |  |  |  | GroundVSM3
| PdeAction | NEC | R_T2 | Tolerance |  |  | PurchasingDate | [10 empty] | Hidden |  | Grd51PkupRange5 | VoltageAngle |  |  |  | GroundVSM4
| PdeConfig | NECTaAdjust | R_T3 | TypeName |  |  | Purged | [10 empty] | HotStartCost |  | Grd51PkupRange6 | VoltageMagnitude |  |  |  | GroundVSM5
| PdeDumpster | Neutral | RatedPrimFLA | UDPrimarykA |  |  | RadionTension | [10 empty] | HotThermalCurveLabel |  | Grd51TmDial1 | Xe |  |  |  | GroundVSM6
| PdeNewID | NeutralCableAccess | RatedPrimFLAMax | UDSecondarykA |  |  | ReferenceDWG | [10 empty] | ID |  | Grd51TmDial2 | Xn |  |  |  | GUID_ACC
| PdeStatus | NeutralCabSize | RatedPrimkV | UDTertiarykA |  |  | ReplaceTime | [10 empty] | IecExcitationType |  | Grd51TmDial3 | ZeroR |  |  |  | GUID_EDPP
| PEDBIID | NeutralConductorNum | RatedSecFLA | UnitLength |  |  | Revision | [10 empty] | IID |  | Grd51TmDial4 | ZeroX |  |  |  | GUID_EXC
| PercentLoad0 | NeutralConductorType | RatedSecFLAMax | UserField1 |  |  | RNeg | [10 empty] | Ikp |  | Grd51TmDial5 | FromElement |  |  |  | GUID_GIS
| PercentLoad1 | NeutralFinalTempOpt | RatedSeckV | UserField2 |  |  | RNeg2 | [10 empty] | IncludePFMvarController |  | Grd51TmDial6 | ToElement |  |  |  | GUID_SPEL
| PercentLoad2 | NeutralGrounding | ReferenceDWG | UserField3 |  |  | RPos | [10 empty] | Inertia |  | Grd67Direction1 |  |  |  |  | Hidden
| PercentLoad3 | NeutralInitialTempOpt | ReplaceTime | UserField4 |  |  | RPos2 | [10 empty] | InheritedState |  | Grd67Direction2 |  |  |  |  | ID
| PercentLoad4 | NeutralInsulation | RevCtrl | UserField5 |  |  | RZero | [10 empty] | InService |  | Grd67Direction3 |  |  |  |  | iecBIL
| PercentLoad5 | NeutralLibDataAccessed | Revision | UserField6 |  |  | RZero2 | [10 empty] | InServiceState |  | Grd67Direction4 |  |  |  |  | iecBreaking
| PercentLoad6 | NeutralLibDataModified | RoverX_T1 | UserField7 |  |  | SolarAbsorb | [10 empty] | Issue |  | Grd67Direction5 |  |  |  |  | iecBreakTime
| PercentLoad7 | NeutralPlotI2T | RoverX_T2 | ZNeg5PercentTap |  |  | SpareAvail | [10 empty] | K |  | Grd67Direction6 |  |  |  |  | iecCurrent
| PercentLoad8 | NeutralR | RoverX_T3 | ZPos5PercentTap |  |  | SteadyTransient | [10 empty] | K1 |  | Grd67Directional1 |  |  |  |  | iecLibModified
| PercentLoad9 | NeutralUserFinalTemp | SecCableR |  |  |  | SteelDensity | [10 empty] | K2 |  | Grd67Directional2 |  |  |  |  | iecMaking
| PermFailureRate | NeutralUserInitialTemp | SecCableX |  |  |  | StrandsALCU | [10 empty] | KV |  | Grd67Directional3 |  |  |  |  | iecMinDelay
| PF100 | NeutralX | SecCableY |  |  |  | StrandsSteel | [10 empty] | LastPrimGroundingRX |  | Grd67Directional4 |  |  |  |  | iecMinOpenTime
| PF50 | NoOfCircuit | SecCheckBox |  |  |  | SunTime | [10 empty] | LCost0 |  | Grd67Directional5 |  |  |  |  | iecPeak
| PF75 | NoOfLoads | SecConnectionButton |  |  |  | SwitchTime | [10 empty] | LCost1 |  | Grd67Directional6 |  |  |  |  | iecShortTimekA
| PFlr | NoOfTrays | SecDistributedNeutral |  |  |  | SymbolSize | [10 empty] | LCost10 |  | Grd67MaxTqAngle1 |  |  |  |  | IECTimeConstant
| Phase | NumberOfColumns | SecEarthingType |  |  |  | SymbolType | [10 empty] | LCost11 |  | Grd67MaxTqAngle2 |  |  |  |  | IECTk
| PhaseConnection | NumberOfRows | SecFLA |  |  |  | TempAtAllowableAmp | [10 empty] | LCost12 |  | Grd67MaxTqAngle3 |  |  |  |  | iecTkr
| Poles | NumberOfWires | SecFLA_T1 |  |  |  | ToBus | [10 empty] | LCost13 |  | Grd67MaxTqAngle4 |  |  |  |  | iecVoltage
| Priority | OhmsPerLengthUnit | SecFLA_T2 |  |  |  | Tolerance | [10 empty] | LCost14 |  | Grd67MaxTqAngle5 |  |  |  |  | IID
| PurchasingDate | OhmsPerLengthValue | SecFLA_T3 |  |  |  | TowerAvgDistance | [10 empty] | LCost15 |  | Grd67MaxTqAngle6 |  |  |  |  | InheritedState
| Quantity | OneLineDWG | SecGroundingAmpers1 |  |  |  | TowerAvgUnit | [10 empty] | LCost16 |  | Grd67Polar1 |  |  |  |  | InService
| RatedSlip | OperatingLoad | SecGroundingAmpers2 |  |  |  | TowerGroundResistance | [10 empty] | LCost17 |  | Grd67Polar2 |  |  |  |  | InServiceState
| ReferenceDWG | OperatingLoadPhaseA | SecGroundingKV1 |  |  |  | TowerSegmented | [10 empty] | LCost18 |  | Grd67Polar3 |  |  |  |  | InstDelay
| ReferencekVSel | OperatingLoadPhaseB | SecGroundingKV2 |  |  |  | Transposed | [10 empty] | LCost19 |  | Grd67Polar4 |  |  |  |  | IsPostClose
| ReplaceTime | OperatingLoadPhaseC | SecGroundingKVA |  |  |  | UnitLength | [10 empty] | LCost2 |  | Grd67Polar5 |  |  |  |  | IsPostOpen
| Revision | Orientation | SecGroundingSecOhms |  |  |  | UnitSystem | [10 empty] | LCost20 |  | Grd67Polar6 |  |  |  |  | IsPreClose
| SF | OtherHarmonic | SecGroundingType |  |  |  | UserField1 | [10 empty] | LCost21 |  | GrdBrdnUnit1 |  |  |  |  | IsPreOpen
| ShowCurve1 | OtiGUID | SeckA |  |  |  | UserField2 | [10 empty] | LCost22 |  | GrdBrdnUnit2 |  |  |  |  | Issue
| ShowCurve2 | OutageRate | SeckV |  |  |  | UserField3 | [10 empty] | LCost23 |  | GrdBrdnUnit3 |  |  |  |  | LibHeaderData
| ShowCurve3 | OutageTime | SeckV_T1 |  |  |  | UserField4 | [10 empty] | LCost24 |  | GrdBrdnUnit4 |  |  |  |  | LibRating
| SP3Wire | OvercurrentDeviceRating | SeckV_T2 |  |  |  | UserField5 | [10 empty] | LCost25 |  | GrdBrdnUnit5 |  |  |  |  | LibSource
| SpareAvail | OverloadProtectionGID | SeckV_T3 |  |  |  | UserField6 | [10 empty] | LCost26 |  | GrdBrdnUnit6 |  |  |  |  | LibType
| SpareDF | OverloadProtectionIID | SeckVFixedTapButton |  |  |  | UserField7 | [10 empty] | LCost27 |  | GrdBurden1 |  |  |  |  | LinkTOCHC1
| St_Kvar | OverloadProtectionOpt | SecLTCVLower |  |  |  | WindDirection | [10 empty] | LCost28 |  | GrdBurden2 |  |  |  |  | LinkTOCHC2
| St_SwitchingTime | ParentExtRef | SecLTCVUpper |  |  |  | WindSpeed | [10 empty] | LCost29 |  | GrdBurden3 |  |  |  |  | LinkTOCHC3
| St_SwitchingType | ParentIID | SecMaxPercentFixedTap |  |  |  | XNeg | [10 empty] | LCost3 |  | GrdBurden4 |  |  |  |  | LinkTOCHC4
| St_Tap | ParentName | SecMinPercentFixedTap |  |  |  | XPos | [10 empty] | LCost4 |  | GrdBurden5 |  |  |  |  | LinkTOCHC5
| StallColdStart | ParentType | SecNumSteps |  |  |  | XZero | [10 empty] | LCost5 |  | GrdBurden6 |  |  |  |  | LinkTOCHC6
| StallHotStart | PdeAction | SecondaryInitialTimeDelay |  |  |  | YNeg | [10 empty] | LCost6 |  | Ground |  |  |  |  | LoadSector
| StartDevAmpLimit | PdeConfig | SecondarykA |  |  |  | YPos | [10 empty] | LCost7 |  | Ground50_1 |  |  |  |  | LoadSide
| StartingLoad1 | PdeDumpster | SecondarykVTapButton |  |  |  | YZero | [10 empty] | LCost8 |  | Ground50_2 |  |  |  |  | LocB
| StartingLoad10 | PdeNewID | SecondaryLTCOpTap | [14 empty] | LCost9 |  | Ground50_3 |  |  |  |  | LocB_D2D
| StartingLoad2 | PdeStatus | SecondaryMaxPercentTap | [14 empty] | LCostIncr0 |  | Ground50_4 |  |  |  |  | Locked
| StartingLoad3 | PermFailureRate | SecondaryMinPercentTap | [14 empty] | LCostIncr1 |  | Ground50_5 |  |  |  |  | LocL
| StartingLoad4 | Phase | SecondaryOperatingTime | [14 empty] | LCostIncr10 |  | Ground50_6 |  |  |  |  | LocL_D2D
| StartingLoad5 | PhaseFinalTempOpt | SecondaryRegBusID | [14 empty] | LCostIncr11 |  | GroundTimeDelay |  |  |  |  | LocR
| StartingLoad6 | PhaseInitialTempOpt | SecondaryRegVolPercent | [14 empty] | LCostIncr12 |  | GroundTimeDelayUnit |  |  |  |  | LocR_D2D
| StartingLoad7 | PhasePlotI2T | SecondaryStepPercentTap | [14 empty] | LCostIncr13 |  | GroundTOC1 |  |  |  |  | LocT
| StartingLoad8 | PhaseUserFinalTemp | SecondaryXoverR | [14 empty] | LCostIncr14 |  | GroundTOC2 |  |  |  |  | LocT_D2D
| StartingLoad9 | PhaseUserInitialTemp | SecPercentTap | [14 empty] | LCostIncr15 |  | GroundTOC3 |  |  |  |  | LocX
| StartType | PhaseValue | SizingLoadkVA | [14 empty] | LCostIncr16 |  | GroundTOC4 |  |  |  |  | LocX_D2D
| StatorCurve | PinSCkA | SourceType | [14 empty] | LCostIncr17 |  | GroundTOC5 |  |  |  |  | LocY
| SwitchTime | PlotConductorsPerPhase | SpareAvail | [14 empty] | LCostIncr18 |  | GroundTOC6 |  |  |  |  | LocY_D2D
| SymbolSize | PlotStandard | SwitchTime | [14 empty] | LCostIncr19 |  | GroundTrip |  |  |  |  | Logic_Comment
| SymbolType | ProjectionMF | SymbolSize | [14 empty] | LCostIncr2 |  | GroundTripRange |  |  |  |  | MetafileName
| TdP | Protective | SymbolType | [14 empty] | LCostIncr20 |  | GUID_ACC |  |  |  |  | MFRName
| Time1 | ProtectiveCableAccess | SysNominalkV | [14 empty] | LCostIncr21 |  | GUID_EDPP |  |  |  |  | Mirrored
| Time10 | ProtectiveCabSize | SystemCalculated | [14 empty] | LCostIncr22 |  | GUID_EXC |  |  |  |  | MTTR
| Time11 | ProtectiveConductorNum | SystemImpedance | [14 empty] | LCostIncr23 |  | GUID_GIS |  |  |  |  | NeedsToBeVerifiedDistributionShared
| Time12 | ProtectiveConductorType | SysVariation | [14 empty] | LCostIncr24 |  | GUID_SPEL |  |  |  |  | NeedsToBeVerifiedDistributionSharedH1
| Time13 | ProtectiveGroundingR | TapButton | [14 empty] | LCostIncr25 |  | Hidden |  |  |  |  | NoOfLoads
| Time14 | ProtectiveGroundingX | Temp1 | [14 empty] | LCostIncr26 |  | HotStart |  |  |  |  | Notes
| Time15 | ProtectiveInsulation | Temp2 | [14 empty] | LCostIncr27 |  | ID |  |  |  |  | ObjectID
| Time16 | ProtectiveLibDataAccessed | Temperature | [14 empty] | LCostIncr28 |  | IID |  |  |  |  | OneLineDWG
| Time17 | ProtectiveLibDataModified | ThreeSinglePhase | [14 empty] | LCostIncr29 |  | InheritedState |  |  |  |  | Orientation
| Time18 | PurchasingDate | ToBus | [14 empty] | LCostIncr3 |  | InService |  |  |  |  | OtiGUID
| Time19 | Purged | Tolerance | [14 empty] | LCostIncr4 |  | InServiceState |  |  |  |  | OtiSourceGUID
| Time2 | RacewayType | Total_Loss | [14 empty] | LCostIncr5 |  | Instantaneous |  |  |  |  | OutageRate
| Time20 | RatedRCDCurrent | TRODBIID | [14 empty] | LCostIncr6 |  | InstantaneousTimeDelay |  |  |  |  | OutageTime
| Time3 | RCDBS7671_17Type | TypeName | [14 empty] | LCostIncr7 |  | InstantaneousTimeDelayUnit |  |  |  |  | Override
| Time4 | RCDGroundGID | UDPrimarykA | [14 empty] | LCostIncr8 |  | InstantaneousTrip |  |  |  |  | PdeAction
| Time5 | RCDGroundIID | UDPrimaryXoverR | [14 empty] | LCostIncr9 |  | InstantaneousTripRange |  |  |  |  | PdeConfig
| Time6 | RCDOpt | UDSecondarykA | [14 empty] | LibAccess |  | IntegrateCurve |  |  |  |  | PdeDumpster
| Time7 | Rdc25Value | UDSecondaryXoverR | [14 empty] | LibRating |  | Integrated |  |  |  |  | PdeNewID
| Time8 | ReferenceDWG | UnitLength | [14 empty] | LibSource |  | Issue |  |  |  |  | PdeStatus
| Time9 | ReplaceTime | UnitTransformer | [14 empty] | LibType |  | Jam |  |  |  |  | PermFailureRate
| TorsionEffect | Revision | UpdateOpLoad | [14 empty] | LMW0 |  | JamTimeDelay |  |  |  |  | Phase1stTCC
| TsFullLoad | RHO | UseANSISize | [14 empty] | LMW1 |  | JamTimeDelayUnit |  |  |  |  | PhaseAltTrip1
| TsNoLoad | RPosValue | UseGFForMaxRating | [14 empty] | LMW10 |  | JamTrip |  |  |  |  | PhaseAltTrip2
| UDBasekV | RZeroValue | UserDefinedRating | [14 empty] | LMW11 |  | JamTripRange |  |  |  |  | PhaseAltTrip3
| UnitLength | SCCurrentOpt | UserField1 | [14 empty] | LMW12 |  | Level1 |  |  |  |  | PhaseAltTrip4
| UseDMF | SCDeviceRating | UserField2 | [14 empty] | LMW13 |  | Level2 |  |  |  |  | PhaseAltTrip5
| UserField1 | SCIEpsilon | UserField3 | [14 empty] | LMW14 |  | Level3 |  |  |  |  | PhaseAltTrip6
| UserField2 | SCkA | UserField4 | [14 empty] | LMW15 |  | Level4 |  |  |  |  | PhaseAltTripEnabled1
| UserField3 | SCLGTimeInSec | UserField5 | [14 empty] | LMW16 |  | Level5 |  |  |  |  | PhaseAltTripEnabled2
| UserField4 | SCProtectionGID | UserField6 | [14 empty] | LMW17 |  | LinkTOCIOC1 |  |  |  |  | PhaseAltTripEnabled3
| UserField5 | SCProtectionIID | UserField7 | [14 empty] | LMW18 |  | LinkTOCIOC2 |  |  |  |  | PhaseAltTripEnabled4
| UserField6 | SCProtectionOpt | VectorOrWinding | [14 empty] | LMW19 |  | LinkTOCIOC3 |  |  |  |  | PhaseAltTripEnabled5
| UserField7 | SCTimeInSec | X_T1 | [14 empty] | LMW2 |  | LinkTOCIOC4 |  |  |  |  | PhaseAltTripEnabled6
| UseSF | SheathThickness | X_T2 | [14 empty] | LMW20 |  | LinkTOCIOC5 |  |  |  |  | PhaseAltTripName
| ValidEquipmentCable | SheathType | X_T3 | [14 empty] | LMW21 |  | LinkTOCIOC6 |  |  |  |  | PhaseConstantTimeAdder1
| Vst2 | ShieldingType | XFMR2OpenDeltaPhaseType | [14 empty] | LMW22 |  | LoadGID |  |  |  |  | PhaseConstantTimeAdder2
| Vst3 | ShockProtectionOpt | XFMR2Type | [14 empty] | LMW23 |  | LoadIID |  |  |  |  | PhaseCTA1
| X | SimultaneouslyOverloading | XFMRPercentZ | [14 empty] | LMW24 |  | LocB |  |  |  |  | PhaseCTA2
| X_R | SizingFlag | XFMRRatedkVA | [14 empty] | LMW25 |  | LocB_D2D |  |  |  |  | PhaseCTA3
| X0 | SpacedCableLayout | XFMRStandard | [14 empty] | LMW26 |  | Locked |  |  |  |  | PhaseCTA4
| X2 | SpacingOpt | XFMRSubType | [14 empty] | LMW27 |  | LocL |  |  |  |  | PhaseCTA5
| XP | SpareAvail | XFMRType | [14 empty] | LMW28 |  | LocL_D2D |  |  |  |  | PhaseCTA6
| XPP | Structure | XFMRXOverR | [14 empty] | LMW29 |  | LocR |  |  |  |  | PhaseCurrentMult1
| OverloadPercent | StructureR | XoverR_T1 | [14 empty] | LMW3 |  | LocR_D2D |  |  |  |  | PhaseCurrentMult2
| PFOver | StructureX | XoverR_T2 | [14 empty] | LMW4 |  | LocT |  |  |  |  | PhaseCurveType1
| PF0 | SwitchTime | XoverR_T3 | [14 empty] | LMW5 |  | LocT_D2D |  |  |  |  | PhaseCurveType2
| EFFOver | SymbolSize | Z_T1 | [14 empty] | LMW6 |  | LocX |  |  |  |  | PhaseCurveType3
| FLA0 | SymbolType | Z_T2 | [14 empty] | LMW7 |  | LocX_D2D |  |  |  |  | PhaseCurveType4
| FLAButton | SystemGroundingType | Z_T3 | [14 empty] | LMW8 |  | LocY |  |  |  |  | PhaseCurveType5
| LRVaHp | Ta | ZeroR | [14 empty] | LMW9 |  | LocY_D2D |  |  |  |  | PhaseCurveType6
| NemaCode | Tc | ZeroRoverX | [14 empty] | LoadConditionOpt |  | Manufacturer |  |  |  |  | PhaseDelay1
|  | ThermalInsulationApplied | ZeroX | [14 empty] | LoadRpm |  | MetafileName |  |  |  |  | PhaseDelay2
|  | ThirdHarmonic | ZNeg5PercentTap | [14 empty] | LoadSector |  | MFRName |  |  |  |  | PhaseDelay3
|  | Time0 | ZPos5PercentTap | [14 empty] | LoadWR2 |  | Mirrored |  |  |  |  | PhaseDelay4
|  | Time1 | [15 empty] | LocB |  | Model |  |  |  |  | PhaseDelay5
|  | Time10 | [15 empty] | LocB_D2D |  | Neg50Curve1 |  |  |  |  | PhaseDelay6
|  | Time11 | [15 empty] | Locked |  | Neg50Curve2 |  |  |  |  | PhaseDelayCurve
|  | Time12 | [15 empty] | LocL |  | Neg50Curve3 |  |  |  |  | PhaseDelayRange1
|  | Time13 | [15 empty] | LocL_D2D |  | Neg50Curve4 |  |  |  |  | PhaseDelayRange2
|  | Time14 | [15 empty] | LocR |  | Neg50Curve5 |  |  |  |  | PhaseDelayRange3
|  | Time15 | [15 empty] | LocR_D2D |  | Neg50Curve6 |  |  |  |  | PhaseDelayRange4
|  | Time16 | [15 empty] | LocT |  | Neg50Instant1 |  |  |  |  | PhaseDelayRange5
|  | Time17 | [15 empty] | LocT_D2D |  | Neg50Instant2 |  |  |  |  | PhaseDelayRange6
|  | Time18 | [15 empty] | LocX |  | Neg50Instant3 |  |  |  |  | PhaseHC1
|  | Time19 | [15 empty] | LocX_D2D |  | Neg50Instant4 |  |  |  |  | PhaseHC2
|  | Time2 | [15 empty] | LocY |  | Neg50Instant5 |  |  |  |  | PhaseHC3
|  | Time3 | [15 empty] | LocY_D2D |  | Neg50Instant6 |  |  |  |  | PhaseHC4
|  | Time4 | [15 empty] | m_CheckerPageOM |  | Neg50Pkup1 |  |  |  |  | PhaseHC5
|  | Time5 | [15 empty] | m_MaintenanceScheduleA |  | Neg50Pkup2 |  |  |  |  | PhaseHC6
|  | Time6 | [15 empty] | m_MaintenanceScheduleB |  | Neg50Pkup3 |  |  |  |  | PhaseHCLockout
|  | Time7 | [15 empty] | m_MaintenanceScheduleC |  | Neg50Pkup4 |  |  |  |  | PhaseHCTrip1
|  | Time8 | [15 empty] | MachineType |  | Neg50Pkup5 |  |  |  |  | PhaseHCTrip2
|  | Time9 | [15 empty] | MachineWR2 |  | Neg50Pkup6 |  |  |  |  | PhaseHCTrip3
|  | TimeUnit | [15 empty] | MaintenanceIntervalTime |  | Neg50PkupRange1 |  |  |  |  | PhaseHCTrip4
|  | ToBus | [15 empty] | MaintenanceIntervalTimeB |  | Neg50PkupRange2 |  |  |  |  | PhaseHCTrip5
|  | Tolerance | [15 empty] | MaintenanceIntervalTimeC |  | Neg50PkupRange3 |  |  |  |  | PhaseHCTrip6
|  | TopCover | [15 empty] | MaxMW |  | Neg50PkupRange4 |  |  |  |  | PhaseHCTripAmps1
|  | TransparentCable | [15 empty] | MaxQ |  | Neg50PkupRange5 |  |  |  |  | PhaseHCTripAmps2
|  | TrayDepth | [15 empty] | MetafileName |  | Neg50PkupRange6 |  |  |  |  | PhaseHCTripAmps3
|  | TrayWidth | [15 empty] | MfrModelID |  | Neg50TmDial1 |  |  |  |  | PhaseHCTripAmps4
|  | TrefoilCableLayout | [15 empty] | MFRName |  | Neg50TmDial2 |  |  |  |  | PhaseHCTripAmps5
|  | TripleHarmonic | [15 empty] | MidPtMW |  | Neg50TmDial3 |  |  |  |  | PhaseHCTripAmps6
|  | UGSFixedCurrent | [15 empty] | MinMW |  | Neg50TmDial4 |  |  |  |  | PhaseHCTripRange1
|  | UGSFixedSize | [15 empty] | MinOperDownTime |  | Neg50TmDial5 |  |  |  |  | PhaseHCTripRange2
|  | UnitLength | [15 empty] | MinOperUpTime |  | Neg50TmDial6 |  |  |  |  | PhaseHCTripRange3
|  | UseMaxPhaseI | [15 empty] | MinQ |  | Neg50TmDialRange1 |  |  |  |  | PhaseHCTripRange4
|  | User3PhkA_Min | [15 empty] | ModelType |  | Neg50TmDialRange2 |  |  |  |  | PhaseHCTripRange5
|  | UserDefRCDTime | [15 empty] | MTTR |  | Neg50TmDialRange3 |  |  |  |  | PhaseHCTripRange6
|  | UserField1 | [15 empty] | MVA |  | Neg50TmDialRange4 |  |  |  |  | PhaseLockout
|  | UserField2 | [15 empty] | MvarPercentButton |  | Neg50TmDialRange5 |  |  |  |  | PhaseLockoutTrip
|  | UserField3 | [15 empty] | MW |  | Neg50TmDialRange6 |  |  |  |  | PhaseLockoutTripRange
|  | UserField4 | [15 empty] | MWButton |  | Neg50TmDialUnit1 |  |  |  |  | PhaseMRT1
|  | UserField5 | [15 empty] | NeedsToBeVerifiedDistributionShared |  | Neg50TmDialUnit2 |  |  |  |  | PhaseMRT2
|  | UserField6 | [15 empty] | NeedsToBeVerifiedDistributionSharedH1 |  | Neg50TmDialUnit3 |  |  |  |  | PhaseMRT3
|  | UserField7 | [15 empty] | NoOfLoads |  | Neg50TmDialUnit4 |  |  |  |  | PhaseMRT4
|  | UserLGkA | [15 empty] | ObjectID |  | Neg50TmDialUnit5 |  |  |  |  | PhaseMRT5
|  | UserLGkA_Max | [15 empty] | OneLineDWG |  | Neg50TmDialUnit6 |  |  |  |  | PhaseMRT6
|  | UserLLGkA | [15 empty] | OpMvar |  | Neg51Curve1 |  |  |  |  | PhaseOverCurrent1
|  | UserLLGkA_Max | [15 empty] | OpMW |  | Neg51Curve2 |  |  |  |  | PhaseOverCurrent2
|  | UserLLkA | [15 empty] | OpVAng |  | Neg51Curve3 |  |  |  |  | PhaseOverCurrent3
|  | UserLLkA_Max | [15 empty] | OpVMag |  | Neg51Curve4 |  |  |  |  | PhaseOverCurrent4
|  | UserPDNominalAmp | [15 empty] | Orientation |  | Neg51Curve5 |  |  |  |  | PhaseOverCurrent5
|  | UserPDOperatingAmp | [15 empty] | OtiGUID |  | Neg51Curve6 |  |  |  |  | PhaseOverCurrent6
|  | UserXOverR | [15 empty] | OutageRate |  | Neg51Pkup1 |  |  |  |  | PhaseTCCModifier1
|  | VerticalTrayLayout | [15 empty] | OutageTime |  | Neg51Pkup2 |  |  |  |  | PhaseTCCModifier2
|  | VoltageDrop | [15 empty] | OutServiceYear |  | Neg51Pkup3 |  |  |  |  | PhaseTCCModifier3
|  | WarehouseInfo | [15 empty] | Parameter0 |  | Neg51Pkup4 |  |  |  |  | PhaseTCCModifier4
|  | Weight | [15 empty] | Parameter1 |  | Neg51Pkup5 |  |  |  |  | PhaseTCCModifier5
|  | XPosValue | [15 empty] | Parameter10 |  | Neg51Pkup6 |  |  |  |  | PhaseTCCModifier6
|  | XZeroValue | [15 empty] | Parameter11 |  | Neg51PkupRange1 |  |  |  |  | PhaseTimeMult1
|  | YPosValue | [15 empty] | Parameter12 |  | Neg51PkupRange2 |  |  |  |  | PhaseTimeMult2
|  | YZeroValue | [15 empty] | Parameter13 |  | Neg51PkupRange3 |  |  |  |  | PhaseTmDial1
|  | CA_Source | [15 empty] | Parameter14 |  | Neg51PkupRange4 |  |  |  |  | PhaseTmDial2
|  | CA_Insulation | [15 empty] | Parameter15 |  | Neg51PkupRange5 |  |  |  |  | PhaseTmDial3
|  | CA_UnitSystem | [15 empty] | Parameter16 |  | Neg51PkupRange6 |  |  |  |  | PhaseTmDial4
|  | CA_UGAmpacityTa | [15 empty] | Parameter17 |  | Neg51TmDial1 |  |  |  |  | PhaseTmDial5
|  | CA_UGAmpacityTc | [15 empty] | Parameter18 |  | Neg51TmDial2 |  |  |  |  | PhaseTmDial6
|  | CA_UGAmpacityRHO | [15 empty] | Parameter19 |  | Neg51TmDial3 |  |  |  |  | PhaseTrip1
|  | CA_AGAmpacityTa | [15 empty] | Parameter2 |  | Neg51TmDial4 |  |  |  |  | PhaseTrip2
|  | CA_AGAmpacityTc | [15 empty] | Parameter20 |  | Neg51TmDial5 |  |  |  |  | PhaseTrip3
|  | CA_RatedkV | [15 empty] | Parameter21 |  | Neg51TmDial6 |  |  |  |  | PhaseTrip4
|  | CA_PercentClass | [15 empty] | Parameter22 |  | Neg67Direction1 |  |  |  |  | PhaseTrip5
|  | CA_ConductorType | [15 empty] | Parameter23 |  | Neg67Direction2 |  |  |  |  | PhaseTrip6
|  | CA_NoofConductors | [15 empty] | Parameter24 |  | Neg67Direction3 |  |  |  |  | PhaseTripAmps1
|  | CA_Installation | [15 empty] | Parameter25 |  | Neg67Direction4 |  |  |  |  | PhaseTripAmps2
|  | CA_Temperature | [15 empty] | Parameter26 |  | Neg67Direction5 |  |  |  |  | PhaseTripAmps3
|  | CA_Length | [15 empty] | Parameter27 |  | Neg67Direction6 |  |  |  |  | PhaseTripAmps4
|  | CA_Frequency | [15 empty] | Parameter28 |  | Neg67Directional1 |  |  |  |  | PhaseTripAmps5
[18 empty] | Parameter29 |  | Neg67Directional2 |  |  |  |  | PhaseTripAmps6
[18 empty] | Parameter3 |  | Neg67Directional3 |  |  |  |  | PhaseTripLockout
[18 empty] | Parameter30 |  | Neg67Directional4 |  |  |  |  | PhaseTripName
[18 empty] | Parameter31 |  | Neg67Directional5 |  |  |  |  | PhaseTripOperation1
[18 empty] | Parameter32 |  | Neg67Directional6 |  |  |  |  | PhaseTripOperation2
[18 empty] | Parameter33 |  | Neg67MaxTqAngle1 |  |  |  |  | PhaseTripOperation3
[18 empty] | Parameter34 |  | Neg67MaxTqAngle2 |  |  |  |  | PhaseTripOperation4
[18 empty] | Parameter35 |  | Neg67MaxTqAngle3 |  |  |  |  | PhaseTripOperation5
[18 empty] | Parameter36 |  | Neg67MaxTqAngle4 |  |  |  |  | PhaseTripOperation6
[18 empty] | Parameter37 |  | Neg67MaxTqAngle5 |  |  |  |  | PhaseTripRange1
[18 empty] | Parameter38 |  | Neg67MaxTqAngle6 |  |  |  |  | PhaseTripRange2
[18 empty] | Parameter39 |  | Neg67Polar1 |  |  |  |  | PhaseTripRange3
[18 empty] | Parameter4 |  | Neg67Polar2 |  |  |  |  | PhaseTripRange4
[18 empty] | Parameter40 |  | Neg67Polar3 |  |  |  |  | PhaseTripRange5
[18 empty] | Parameter41 |  | Neg67Polar4 |  |  |  |  | PhaseTripRange6
[18 empty] | Parameter42 |  | Neg67Polar5 |  |  |  |  | PhaseVSM1
[18 empty] | Parameter43 |  | Neg67Polar6 |  |  |  |  | PhaseVSM2
[18 empty] | Parameter44 |  | NegBrdnUnit1 |  |  |  |  | PhaseVSM3
[18 empty] | Parameter45 |  | NegBrdnUnit2 |  |  |  |  | PhaseVSM4
[18 empty] | Parameter46 |  | NegBrdnUnit3 |  |  |  |  | PhaseVSM5
[18 empty] | Parameter47 |  | NegBrdnUnit4 |  |  |  |  | PhaseVSM6
[18 empty] | Parameter48 |  | NegBrdnUnit5 |  |  |  |  | PinSCkA
[18 empty] | Parameter49 |  | NegBrdnUnit6 |  |  |  |  | PurchasingDate
[18 empty] | Parameter5 |  | NegBurden1 |  |  |  |  | Purged
[18 empty] | Parameter50 |  | NegBurden2 |  |  |  |  | RatingStd
[18 empty] | Parameter51 |  | NegBurden3 |  |  |  |  | RecloserLevel1
[18 empty] | Parameter52 |  | NegBurden4 |  |  |  |  | RecloserLevel2
[18 empty] | Parameter53 |  | NegBurden5 |  |  |  |  | RecloserLevel3
[18 empty] | Parameter54 |  | NegBurden6 |  |  |  |  | RecloserLevel4
[18 empty] | Parameter55 |  | Negseq50_1 |  |  |  |  | RecloserLevel5
[18 empty] | Parameter56 |  | Negseq50_2 |  |  |  |  | RecloserLevel6
[18 empty] | Parameter57 |  | Negseq50_3 |  |  |  |  | RecloserType
[18 empty] | Parameter58 |  | Negseq50_4 |  |  |  |  | ReferenceDWG
[18 empty] | Parameter59 |  | Negseq50_5 |  |  |  |  | ReferencekVSel
[18 empty] | Parameter6 |  | Negseq50_6 |  |  |  |  | ReplaceTime
[18 empty] | Parameter60 |  | NegseqTOC1 |  |  |  |  | ResetTime
[18 empty] | Parameter61 |  | NegseqTOC2 |  |  |  |  | Revision
[18 empty] | Parameter62 |  | NegseqTOC3 |  |  |  |  | SecondInterval
[18 empty] | Parameter63 |  | NegseqTOC4 |  |  |  |  | SenGround1stTCC
[18 empty] | Parameter7 |  | NegseqTOC5 |  |  |  |  | SenGroundAltTrip1
[18 empty] | Parameter8 |  | NegseqTOC6 |  |  |  |  | SenGroundAltTrip2
[18 empty] | Parameter9 |  | Neu50Curve1 |  |  |  |  | SenGroundAltTrip3
[18 empty] | PDEGndSymbol |  | Neu50Curve2 |  |  |  |  | SenGroundAltTrip4
[18 empty] | PdeStatus |  | Neu50Curve3 |  |  |  |  | SenGroundAltTrip5
[18 empty] | PeakMvar |  | Neu50Curve4 |  |  |  |  | SenGroundAltTrip6
[18 empty] | PeakMW |  | Neu50Curve5 |  |  |  |  | SenGroundAltTripEnabled1
[18 empty] | PermFailureRate |  | Neu50Curve6 |  |  |  |  | SenGroundAltTripEnabled2
[18 empty] | PG |  | Neu50Instant1 |  |  |  |  | SenGroundAltTripEnabled3
[18 empty] | PlotACDecrementCurve |  | Neu50Instant2 |  |  |  |  | SenGroundAltTripEnabled4
[18 empty] | PlotColdThermalCurve |  | Neu50Instant3 |  |  |  |  | SenGroundAltTripEnabled5
[18 empty] | PlotDecrementCurve |  | Neu50Instant4 |  |  |  |  | SenGroundAltTripEnabled6
[18 empty] | PlotHotThermalCurve |  | Neu50Instant5 |  |  |  |  | SenGroundAltTripName
[18 empty] | PlotI2t |  | Neu50Instant6 |  |  |  |  | SenGroundCTA1
[18 empty] | PlotShortTime |  | Neu50Pkup1 |  |  |  |  | SenGroundCTA2
[18 empty] | Pmin |  | Neu50Pkup2 |  |  |  |  | SenGroundCTA3
[18 empty] | Poles |  | Neu50Pkup3 |  |  |  |  | SenGroundCTA4
[18 empty] | PowerFactor |  | Neu50Pkup4 |  |  |  |  | SenGroundCTA5
[18 empty] | POZ1Max |  | Neu50Pkup5 |  |  |  |  | SenGroundCTA6
[18 empty] | POZ1Min |  | Neu50Pkup6 |  |  |  |  | SenGroundCurveType1
[18 empty] | POZ2Max |  | Neu50PkupRange1 |  |  |  |  | SenGroundCurveType2
[18 empty] | POZ2Min |  | Neu50PkupRange2 |  |  |  |  | SenGroundCurveType3
[18 empty] | POZ3Max |  | Neu50PkupRange3 |  |  |  |  | SenGroundCurveType4
[18 empty] | POZ3Min |  | Neu50PkupRange4 |  |  |  |  | SenGroundCurveType5
[18 empty] | POZ4Max |  | Neu50PkupRange5 |  |  |  |  | SenGroundCurveType6
[18 empty] | POZ4Min |  | Neu50PkupRange6 |  |  |  |  | SenGroundDelay1
[18 empty] | POZ5Max |  | Neu50TmDial1 |  |  |  |  | SenGroundDelay2
[18 empty] | POZ5Min |  | Neu50TmDial2 |  |  |  |  | SenGroundDelay3
[18 empty] | PrimConnectionButton |  | Neu50TmDial3 |  |  |  |  | SenGroundDelay4
[18 empty] | PrimEarthingType |  | Neu50TmDial4 |  |  |  |  | SenGroundDelay5
[18 empty] | PrimGroundingAmpers1 |  | Neu50TmDial5 |  |  |  |  | SenGroundDelay6
[18 empty] | PrimGroundingAmpers2 |  | Neu50TmDial6 |  |  |  |  | SenGroundDelayCurve
[18 empty] | PrimGroundingKV1 |  | Neu50TmDialRange1 |  |  |  |  | SenGroundDelayRange1
[18 empty] | PrimGroundingKV2 |  | Neu50TmDialRange2 |  |  |  |  | SenGroundDelayRange2
[18 empty] | PrimGroundingKVA |  | Neu50TmDialRange3 |  |  |  |  | SenGroundDelayRange3
[18 empty] | PrimGroundingSecOhms |  | Neu50TmDialRange4 |  |  |  |  | SenGroundDelayRange4
[18 empty] | PrimGroundingType |  | Neu50TmDialRange5 |  |  |  |  | SenGroundDelayRange5
[18 empty] | Profile |  | Neu50TmDialRange6 |  |  |  |  | SenGroundDelayRange6
[18 empty] | ProfileSector |  | Neu50TmDialUnit1 |  |  |  |  | SenGroundHC1
[18 empty] | ProfileSector2 |  | Neu50TmDialUnit2 |  |  |  |  | SenGroundHC2
[18 empty] | PurchasingDate |  | Neu50TmDialUnit3 |  |  |  |  | SenGroundHC3
[18 empty] | Qa |  | Neu50TmDialUnit4 |  |  |  |  | SenGroundHC4
[18 empty] | Qc |  | Neu50TmDialUnit5 |  |  |  |  | SenGroundHC5
[18 empty] | Qd |  | Neu50TmDialUnit6 |  |  |  |  | SenGroundHC6
[18 empty] | RadioButtonss |  | Neu51Curve1 |  |  |  |  | SenGroundHCLockout
[18 empty] | RatedLifeTime |  | Neu51Curve2 |  |  |  |  | SenGroundHCTrip1
[18 empty] | RdcPercent |  | Neu51Curve3 |  |  |  |  | SenGroundHCTrip2
[18 empty] | ReactivePower |  | Neu51Curve4 |  |  |  |  | SenGroundHCTrip3
[18 empty] | RealPower |  | Neu51Curve5 |  |  |  |  | SenGroundHCTrip4
[18 empty] | ReferenceDWG |  | Neu51Curve6 |  |  |  |  | SenGroundHCTrip5
[18 empty] | ReferencekVSel |  | Neu51Pkup1 |  |  |  |  | SenGroundHCTrip6
[18 empty] | ReplaceTime |  | Neu51Pkup2 |  |  |  |  | SenGroundHCTripAmps1
[18 empty] | RevCtrl |  | Neu51Pkup3 |  |  |  |  | SenGroundHCTripAmps2
[18 empty] | Revision |  | Neu51Pkup4 |  |  |  |  | SenGroundHCTripAmps3
[18 empty] | RPM |  | Neu51Pkup5 |  |  |  |  | SenGroundHCTripAmps4
[18 empty] | S100 |  | Neu51Pkup6 |  |  |  |  | SenGroundHCTripAmps5
[18 empty] | S120 |  | Neu51PkupRange1 |  |  |  |  | SenGroundHCTripAmps6
[18 empty] | Sbreak |  | Neu51PkupRange2 |  |  |  |  | SenGroundHCTripRange1
[18 empty] | ScExciterType |  | Neu51PkupRange3 |  |  |  |  | SenGroundHCTripRange2
[18 empty] | ScGenType |  | Neu51PkupRange4 |  |  |  |  | SenGroundHCTripRange3
[18 empty] | SelectedUDMFileNameExc |  | Neu51PkupRange5 |  |  |  |  | SenGroundHCTripRange4
[18 empty] | SelectedUDMFileNameGov |  | Neu51PkupRange6 |  |  |  |  | SenGroundHCTripRange5
[18 empty] | SelectedUDMFileNamePSS |  | Neu51TmDial1 |  |  |  |  | SenGroundHCTripRange6
[18 empty] | ServiceState |  | Neu51TmDial2 |  |  |  |  | SenGroundLockout
[18 empty] | ShutDownTime |  | Neu51TmDial3 |  |  |  |  | SenGroundLockoutTrip
[18 empty] | SingleYearForecastOpt |  | Neu51TmDial4 |  |  |  |  | SenGroundLockoutTripRange
[18 empty] | SourceType |  | Neu51TmDial5 |  |  |  |  | SenGroundMRT1
[18 empty] | SpareAvail |  | Neu51TmDial6 |  |  |  |  | SenGroundMRT2
[18 empty] | StatorCurve |  | Neu67Direction1 |  |  |  |  | SenGroundMRT3
[18 empty] | StatorCurveID |  | Neu67Direction2 |  |  |  |  | SenGroundMRT4
[18 empty] | SwitchTime |  | Neu67Direction3 |  |  |  |  | SenGroundMRT5
[18 empty] | SymbolSize |  | Neu67Direction4 |  |  |  |  | SenGroundMRT6
[18 empty] | SymbolType |  | Neu67Direction5 |  |  |  |  | SenGroundOvercurrent1
[18 empty] | TDoublePrimeD0 |  | Neu67Direction6 |  |  |  |  | SenGroundOvercurrent2
[18 empty] | TDoublePrimeQ0 |  | Neu67Directional1 |  |  |  |  | SenGroundOvercurrent3
[18 empty] | ThermalCapKFactor |  | Neu67Directional2 |  |  |  |  | SenGroundOvercurrent4
[18 empty] | Time1 |  | Neu67Directional3 |  |  |  |  | SenGroundOvercurrent5
[18 empty] | Time10 |  | Neu67Directional4 |  |  |  |  | SenGroundOvercurrent6
[18 empty] | Time10C |  | Neu67Directional5 |  |  |  |  | SenGroundTCCModifier1
[18 empty] | Time11 |  | Neu67Directional6 |  |  |  |  | SenGroundTCCModifier2
[18 empty] | Time11C |  | Neu67MaxTqAngle1 |  |  |  |  | SenGroundTCCModifier3
[18 empty] | Time12 |  | Neu67MaxTqAngle2 |  |  |  |  | SenGroundTCCModifier4
[18 empty] | Time12C |  | Neu67MaxTqAngle3 |  |  |  |  | SenGroundTCCModifier5
[18 empty] | Time13 |  | Neu67MaxTqAngle4 |  |  |  |  | SenGroundTCCModifier6
[18 empty] | Time13C |  | Neu67MaxTqAngle5 |  |  |  |  | SenGroundTmDial1
[18 empty] | Time14 |  | Neu67MaxTqAngle6 |  |  |  |  | SenGroundTmDial2
[18 empty] | Time14C |  | Neu67Polar1 |  |  |  |  | SenGroundTmDial3
[18 empty] | Time15 |  | Neu67Polar2 |  |  |  |  | SenGroundTmDial4
[18 empty] | Time15C |  | Neu67Polar3 |  |  |  |  | SenGroundTmDial5
[18 empty] | Time16 |  | Neu67Polar4 |  |  |  |  | SenGroundTmDial6
[18 empty] | Time16C |  | Neu67Polar5 |  |  |  |  | SenGroundTrip1
[18 empty] | Time17 |  | Neu67Polar6 |  |  |  |  | SenGroundTrip2
[18 empty] | Time17C |  | NeuBrdnUnit1 |  |  |  |  | SenGroundTrip3
[18 empty] | Time18 |  | NeuBrdnUnit2 |  |  |  |  | SenGroundTrip4
[18 empty] | Time18C |  | NeuBrdnUnit3 |  |  |  |  | SenGroundTrip5
[18 empty] | Time19 |  | NeuBrdnUnit4 |  |  |  |  | SenGroundTrip6
[18 empty] | Time19C |  | NeuBrdnUnit5 |  |  |  |  | SenGroundTripAmps1
[18 empty] | Time1C |  | NeuBrdnUnit6 |  |  |  |  | SenGroundTripAmps2
[18 empty] | Time2 |  | NeuBurden1 |  |  |  |  | SenGroundTripAmps3
[18 empty] | Time20 |  | NeuBurden2 |  |  |  |  | SenGroundTripAmps4
[18 empty] | Time20C |  | NeuBurden3 |  |  |  |  | SenGroundTripAmps5
[18 empty] | Time2C |  | NeuBurden4 |  |  |  |  | SenGroundTripAmps6
[18 empty] | Time3 |  | NeuBurden5 |  |  |  |  | SenGroundTripLockout
[18 empty] | Time3C |  | NeuBurden6 |  |  |  |  | SenGroundTripName
[18 empty] | Time4 |  | Neutral50_1 |  |  |  |  | SenGroundTripOperation1
[18 empty] | Time4C |  | Neutral50_2 |  |  |  |  | SenGroundTripOperation2
[18 empty] | Time5 |  | Neutral50_3 |  |  |  |  | SenGroundTripOperation3
[18 empty] | Time5C |  | Neutral50_4 |  |  |  |  | SenGroundTripOperation4
[18 empty] | Time6 |  | Neutral50_5 |  |  |  |  | SenGroundTripOperation5
[18 empty] | Time6C |  | Neutral50_6 |  |  |  |  | SenGroundTripOperation6
[18 empty] | Time7 |  | NeutralTOC1 |  |  |  |  | SenGroundTripRange1
[18 empty] | Time7C |  | NeutralTOC2 |  |  |  |  | SenGroundTripRange2
[18 empty] | Time8 |  | NeutralTOC3 |  |  |  |  | SenGroundTripRange3
[18 empty] | Time8C |  | NeutralTOC4 |  |  |  |  | SenGroundTripRange4
[18 empty] | Time9 |  | NeutralTOC5 |  |  |  |  | SenGroundTripRange5
[18 empty] | Time9C |  | NeutralTOC6 |  |  |  |  | SenGroundTripRange6
[18 empty] | TorsionEffect |  | NominalkV |  |  |  |  | SenGroundVSM1
[18 empty] | TPrimeD0 |  | OCLevel1 |  |  |  |  | SenGroundVSM2
[18 empty] | TPrimeQ0 |  | OCLevel2 |  |  |  |  | SenGroundVSM3
[18 empty] | TypeOfGenerator |  | OCLevel3 |  |  |  |  | SenGroundVSM4
[18 empty] | UDBasekV |  | OCLevel4 |  |  |  |  | SenGroundVSM5
[18 empty] | UDMPSSID |  | OCLevel5 |  |  |  |  | SenGroundVSM6
[18 empty] | UDMPSSParameter0 |  | OCLevel6 |  |  |  |  | ServiceState
[18 empty] | UDMPSSParameter1 |  | OLR_K_Dial |  |  |  |  | SourceID
[18 empty] | UDMPSSParameter10 |  | OLR_Manufacturer |  |  |  |  | SourceIID
[18 empty] | UDMPSSParameter11 |  | OLR_Model |  |  |  |  | SourceSide
[18 empty] | UDMPSSParameter12 |  | OLRTimeDial |  |  |  |  | SpareAvail
[18 empty] | UDMPSSParameter13 |  | OneLineDWG |  |  |  |  | SpeedAssign1
[18 empty] | UDMPSSParameter14 |  | Orientation |  |  |  |  | SpeedAssign2
[18 empty] | UDMPSSParameter15 |  | OtiGUID |  |  |  |  | SpeedAssign3
[18 empty] | UDMPSSParameter16 |  | OtiSourceGUID |  |  |  |  | SpeedAssign4
[18 empty] | UDMPSSParameter17 |  | PdeAction |  |  |  |  | SpeedAssign5
[18 empty] | UDMPSSParameter18 |  | PdeConfig |  |  |  |  | SpeedAssign6
[18 empty] | UDMPSSParameter19 |  | PdeDumpster |  |  |  |  | SwitchTime
[18 empty] | UDMPSSParameter2 |  | PdeNewID |  |  |  |  | SymbolSize
[18 empty] | UDMPSSParameter20 |  | PdeStatus |  |  |  |  | SymbolType
[18 empty] | UDMPSSParameter21 |  | Ph50Curve1 |  |  |  |  | SymRMS
[18 empty] | UDMPSSParameter22 |  | Ph50Curve2 |  |  |  |  | SystemCalculated
[18 empty] | UDMPSSParameter23 |  | Ph50Curve3 |  |  |  |  | TCCEnabled1
[18 empty] | UDMPSSParameter24 |  | Ph50Curve4 |  |  |  |  | TCCEnabled2
[18 empty] | UDMPSSParameter25 |  | Ph50Curve5 |  |  |  |  | TCCEnabled3
[18 empty] | UDMPSSParameter26 |  | Ph50Curve6 |  |  |  |  | TCCEnabled4
[18 empty] | UDMPSSParameter27 |  | Ph50Instant1 |  |  |  |  | TCCEnabled5
[18 empty] | UDMPSSParameter28 |  | Ph50Instant2 |  |  |  |  | TCCEnabled6
[18 empty] | UDMPSSParameter29 |  | Ph50Instant3 |  |  |  |  | TCCGroup
[18 empty] | UDMPSSParameter3 |  | Ph50Instant4 |  |  |  |  | TDPhase
[18 empty] | UDMPSSParameter30 |  | Ph50Instant5 |  |  |  |  | TestXOverR
[18 empty] | UDMPSSParameter31 |  | Ph50Instant6 |  |  |  |  | ThirdInterval
[18 empty] | UDMPSSParameter32 |  | Ph50Pkup1 |  |  |  |  | TimeUnit
[18 empty] | UDMPSSParameter33 |  | Ph50Pkup2 |  |  |  |  | ToElement
[18 empty] | UDMPSSParameter34 |  | Ph50Pkup3 |  |  |  |  | TotalAsym3PhasekA
[18 empty] | UDMPSSParameter35 |  | Ph50Pkup4 |  |  |  |  | TotalAsymLGkA
[18 empty] | UDMPSSParameter36 |  | Ph50Pkup5 |  |  |  |  | TotalSym3PhasekA
[18 empty] | UDMPSSParameter37 |  | Ph50Pkup6 |  |  |  |  | TotalSym3PhasekAMin
[18 empty] | UDMPSSParameter38 |  | Ph50PkupRange1 |  |  |  |  | TotalSymLGkA
[18 empty] | UDMPSSParameter39 |  | Ph50PkupRange2 |  |  |  |  | TotalSymLGkAMin
[18 empty] | UDMPSSParameter4 |  | Ph50PkupRange3 |  |  |  |  | TotalTimeGround
[18 empty] | UDMPSSParameter40 |  | Ph50PkupRange4 |  |  |  |  | TotalTimePhase
[18 empty] | UDMPSSParameter41 |  | Ph50PkupRange5 |  |  |  |  | TRVec
[18 empty] | UDMPSSParameter42 |  | Ph50PkupRange6 |  |  |  |  | UDBasekV
[18 empty] | UDMPSSParameter43 |  | Ph50TmDial1 |  |  |  |  | UDBasekVMin
[18 empty] | UDMPSSParameter44 |  | Ph50TmDial2 |  |  |  |  | UDGroundkA
[18 empty] | UDMPSSParameter45 |  | Ph50TmDial3 |  |  |  |  | UDGroundkAMin
[18 empty] | UDMPSSParameter46 |  | Ph50TmDial4 |  |  |  |  | UDPhasekA
[18 empty] | UDMPSSParameter47 |  | Ph50TmDial5 |  |  |  |  | UDPhasekAMin
[18 empty] | UDMPSSParameter48 |  | Ph50TmDial6 |  |  |  |  | UnitLength
[18 empty] | UDMPSSParameter49 |  | Ph50TmDialRange1 |  |  |  |  | UserField1
[18 empty] | UDMPSSParameter5 |  | Ph50TmDialRange2 |  |  |  |  | UserField2
[18 empty] | UDMPSSParameter50 |  | Ph50TmDialRange3 |  |  |  |  | UserField3
[18 empty] | UDMPSSParameter51 |  | Ph50TmDialRange4 |  |  |  |  | UserField4
[18 empty] | UDMPSSParameter52 |  | Ph50TmDialRange5 |  |  |  |  | UserField5
[18 empty] | UDMPSSParameter53 |  | Ph50TmDialRange6 |  |  |  |  | UserField6
[18 empty] | UDMPSSParameter54 |  | Ph50TmDialUnit1 |  |  |  |  | UserField7
[18 empty] | UDMPSSParameter55 |  | Ph50TmDialUnit2 |  |  |  |  | WarehouseRef
[18 empty] | UDMPSSParameter56 |  | Ph50TmDialUnit3 |  |  |  |  | FromElement
[18 empty] | UDMPSSParameter57 |  | Ph50TmDialUnit4 |  |  |  |  | ToElement
[18 empty] | UDMPSSParameter58 |  | Ph50TmDialUnit5
[18 empty] | UDMPSSParameter59 |  | Ph50TmDialUnit6
[18 empty] | UDMPSSParameter6 |  | Ph51Curve1
[18 empty] | UDMPSSParameter7 |  | Ph51Curve2
[18 empty] | UDMPSSParameter8 |  | Ph51Curve3
[18 empty] | UDMPSSParameter9 |  | Ph51Curve4
[18 empty] | udmPSSType |  | Ph51Curve5
[18 empty] | UniformScalePQ |  | Ph51Curve6
[18 empty] | UnitLength |  | Ph51Pkup1
[18 empty] | UpRampRate |  | Ph51Pkup2
[18 empty] | UseOperatingLimits |  | Ph51Pkup3
[18 empty] | UserDefinedFieldCurrent |  | Ph51Pkup4
[18 empty] | UserField1 |  | Ph51Pkup5
[18 empty] | UserField2 |  | Ph51Pkup6
[18 empty] | UserField3 |  | Ph51PkupRange1
[18 empty] | UserField4 |  | Ph51PkupRange2
[18 empty] | UserField5 |  | Ph51PkupRange3
[18 empty] | UserField6 |  | Ph51PkupRange4
[18 empty] | UserField7 |  | Ph51PkupRange5
[18 empty] | VoltageAngle |  | Ph51PkupRange6
[18 empty] | VoltageMagnitude |  | Ph51TmDial1
[18 empty] | Weight |  | Ph51TmDial2
[18 empty] | X0 |  | Ph51TmDial3
[18 empty] | X1 |  | Ph51TmDial4
[18 empty] | X2 |  | Ph51TmDial5
[18 empty] | Xd |  | Ph51TmDial6
[18 empty] | XdDoublePrime |  | Ph51VC1
[18 empty] | XdPrime |  | Ph51VC2
[18 empty] | Xdu |  | Ph51VC3
[18 empty] | XOverR |  | Ph51VC4
[18 empty] | XOverR0 |  | Ph51VC5
[18 empty] | XOverR2 |  | Ph51VC6
[18 empty] | Xq |  | Ph51VCPkup1
[18 empty] | XqDoublePrime |  | Ph51VCPkup2
[18 empty] | XqPrime |  | Ph51VCPkup3
[18 empty] | Xqu |  | Ph51VCPkup4
[18 empty] | XTolerance |  | Ph51VCPkup5
[18 empty] | FromElement |  | Ph51VCPkup6
Ph51Volt1
Ph51Volt2
Ph51Volt3
Ph51Volt4
Ph51Volt5
Ph51Volt6
Ph51VR1
Ph51VR2
Ph51VR3
Ph51VR4
Ph51VR5
Ph51VR6
Ph51VRPkup1
Ph51VRPkup2
Ph51VRPkup3
Ph51VRPkup4
Ph51VRPkup5
Ph51VRPkup6
Ph51VSetting1
Ph51VSetting2
Ph51VSetting3
Ph51VSetting4
Ph51VSetting5
Ph51VSetting6
Ph67Direction1
Ph67Direction2
Ph67Direction3
Ph67Direction4
Ph67Direction5
Ph67Direction6
Ph67Directional1
Ph67Directional2
Ph67Directional3
Ph67Directional4
Ph67Directional5
Ph67Directional6
Ph67MaxTqAngle1
Ph67MaxTqAngle2
Ph67MaxTqAngle3
Ph67MaxTqAngle4
Ph67MaxTqAngle5
Ph67MaxTqAngle6
Ph67Polar1
Ph67Polar2
Ph67Polar3
Ph67Polar4
Ph67Polar5
Ph67Polar6
Phase50_1
Phase50_2
Phase50_3
Phase50_4
Phase50_5
Phase50_6
PhaseTOC1
PhaseTOC2
PhaseTOC3
PhaseTOC4
PhaseTOC5
PhaseTOC6
PhBrdnUnit1
PhBrdnUnit2
PhBrdnUnit3
PhBrdnUnit4
PhBrdnUnit5
PhBrdnUnit6
PhBurden1
PhBurden2
PhBurden3
PhBurden4
PhBurden5
PhBurden6
PinSCkA
PLCAmp
PLCPercent
PreLoadCurrent
PTInputGID
PTInputIID
PTInputPrim
PTInputSec
PTPhaseGID
PTPhaseIID
PTPhasePrim
PTPhaseSec
PTSyncGID
PTSyncIID
PTSyncPrim
PTSyncSec
PurchasingDate
Purged
ReferenceDWG
ReferencekVSel
RelayType
Residual
Revision
SenG50Curve1
SenG50Curve2
SenG50Curve3
SenG50Curve4
SenG50Curve5
SenG50Curve6
SenG50Instant1
SenG50Instant2
SenG50Instant3
SenG50Instant4
SenG50Instant5
SenG50Instant6
SenG50Pkup1
SenG50Pkup2
SenG50Pkup3
SenG50Pkup4
SenG50Pkup5
SenG50Pkup6
SenG50PkupRange1
SenG50PkupRange2
SenG50PkupRange3
SenG50PkupRange4
SenG50PkupRange5
SenG50PkupRange6
SenG50TmDial1
SenG50TmDial2
SenG50TmDial3
SenG50TmDial4
SenG50TmDial5
SenG50TmDial6
SenG50TmDialRange1
SenG50TmDialRange2
SenG50TmDialRange3
SenG50TmDialRange4
SenG50TmDialRange5
SenG50TmDialRange6
SenG50TmDialUnit1
SenG50TmDialUnit2
SenG50TmDialUnit3
SenG50TmDialUnit4
SenG50TmDialUnit5
SenG50TmDialUnit6
SenG51Curve1
SenG51Curve2
SenG51Curve3
SenG51Curve4
SenG51Curve5
SenG51Curve6
SenG51Pkup1
SenG51Pkup2
SenG51Pkup3
SenG51Pkup4
SenG51Pkup5
SenG51Pkup6
SenG51PkupRange1
SenG51PkupRange2
SenG51PkupRange3
SenG51PkupRange4
SenG51PkupRange5
SenG51PkupRange6
SenG51TmDial1
SenG51TmDial2
SenG51TmDial3
SenG51TmDial4
SenG51TmDial5
SenG51TmDial6
SenG67Direction1
SenG67Direction2
SenG67Direction3
SenG67Direction4
SenG67Direction5
SenG67Direction6
SenG67Directional1
SenG67Directional2
SenG67Directional3
SenG67Directional4
SenG67Directional5
SenG67Directional6
SenG67MaxTqAngle1
SenG67MaxTqAngle2
SenG67MaxTqAngle3
SenG67MaxTqAngle4
SenG67MaxTqAngle5
SenG67MaxTqAngle6
SenG67Polar1
SenG67Polar2
SenG67Polar3
SenG67Polar4
SenG67Polar5
SenG67Polar6
SenGBrdnUnit1
SenGBrdnUnit2
SenGBrdnUnit3
SenGBrdnUnit4
SenGBrdnUnit5
SenGBrdnUnit6
SenGBurden1
SenGBurden2
SenGBurden3
SenGBurden4
SenGBurden5
SenGBurden6
Senground50_1
Senground50_2
Senground50_3
Senground50_4
Senground50_5
Senground50_6
SengroundTOC1
SengroundTOC2
SengroundTOC3
SengroundTOC4
SengroundTOC5
SengroundTOC6
ServiceState
SourceID
SourceIID
SymbolSize
SymbolType
SymRMS
SystemCalculated
Thermal
ThermalTrip
ThermalTripRange
ThermalType
TotalAsym3PhasekAPh
TotalAsymLGkAGrd
TotalAsymLGkAPh
TotalAsymLGkASenG
TotalSym3PhasekAPh
TotalSym3PhasekAPhMin
TotalSymLGkAGrd
TotalSymLGkAGrdMin
TotalSymLGkAPh
TotalSymLGkAPhMin
TotalSymLGkASenG
TotalSymLGkASenGMin
UDBasekVGrd
UDBasekVPh
UDBasekVSenG
UDGroundkAGrd
UDGroundkAGrdMin
UDGroundkAPh
UDGroundkAPhMin
UDGroundkASenG
UDGroundkASenGMin
UDPhasekAPh
UDPhasekAPhMin
UserDefinedLRC
UserDefinedValue
UserField1
UserField2
UserField3
UserField4
UserField5
UserField6
UserField7
FromElement
ToElement

## Project Information
| Project | 0
| Location | 0
| Contract # | 0 | [6 empty] | Revision | Base
| Date | 2025-02-15 | [6 empty] | Config. | Normal
Project Information
|  |  |  | Standard | Frequency |  |  |  | Ceiling |  | Floor
Project Title | Location | Date | Engineer | ANSI/IEC | 60 Hz or 50 Hz | Map Unit | Scale | Projection | XCoordinate | YCoordinate | XCoordinate | YCoordinate
0 | 0 | 2025-02-15 | 0 | 0 | 60 | 1 |  |  |  |  | 0 | 0
Note on F7: 50 hz 60 hz
Note on G7: 0 UNKNOWN 1 Inches 2 Points 3 Feet 4 Yards 5 Miles 6 NauticalMiles 7 Millimeters 8 Centimeters 9 Meters 10 Kilometers 11 DecimalDegrees 12 Decimeters
Note on I7: 0 – Web Mercator 1 – Spherical Mercator
Your Logo

## Bus
| Project | 0
| Location | 0
| Contract # | 0 | [10 empty] | Revision | Base
| Date | 2025-02-15 | [10 empty] | Config. | Normal
BUS DATA
Equipment ID | Bus Voltage (kV) | Initial Voltage (%) | In Service | State | Description | Phase | Wire Connection | Min DF (%) | Max DF (%) | Bus Type | ANSI or IEC | Cont Rating (A) | Bracing Symm RMS (kA) | Bracing Asymm RMS (kA) | Bracing Peak IEC (kA) | Comment | OTI GUID
[18 empty] | XCoordinate | YCoordinate | Layer | Feeder ID | Substation ID
UD5
[ID] | _eF=Round(_eN[NominalkV], 3) | _eF=Fixed(_eN[Vmag], 1) | _eF=IF(_eB[InService] = True, "Yes", "No") | [InServiceState] | [Description] | _eF=CHOOSE((_eN[Phase]+1), "3", "1", "1") | _eF=CHOOSE((_eN[Phase]+1), "--", "2", "3") | [Dmin] | [Dmax] | [RatingType] | [Standard] | _eF=Round(_eN[ContinuousAmp], 1) | _eF=Round(_eN[SymmRMS], 1) | _eF=Round(_eN[AsymmRMS], 1) | _eF=Round(_eN[Peak], 1) | [CommentText] | [OtiGUID] | [5 empty] | [UserField5]
BUS_#1变_818_1525 | 0.4 | 100.0 | Yes | New |  | 3 | -- | 80 | 125 | 0 | 0 | 0 | 0 | 0 | 0 |  | {CE95539E-299F-451F-A9DA-FF67D405948A}
BUS_#2变_819_1527 | 0.4 | 100.0 | Yes | New |  | 3 | -- | 80 | 125 | 0 | 0 | 0 | 0 | 0 | 0 |  | {27BF4589-F957-47C4-A9C0-5C4688BD6371}
BUS_1#箱变_814_1517 | 0.4 | 100.0 | Yes | New |  | 3 | -- | 80 | 125 | 0 | 0 | 0 | 0 | 0 | 0 |  | {2FF1C2AD-F074-4FFB-80C7-A17B39461A3E}
BUS_1#配电所1#_80_1487 | 0.4 | 100.0 | Yes | New |  | 3 | -- | 80 | 125 | 0 | 0 | 0 | 0 | 0 | 0 |  | {25E8EF3D-C8A7-4304-8E81-4E3B9FF53675}
BUS_1#配电所2#_80_1495 | 0.4 | 100.0 | Yes | New |  | 3 | -- | 80 | 125 | 0 | 0 | 0 | 0 | 0 | 0 |  | {7C0AD8F6-22ED-4BE2-862F-319D80E532E0}
BUS_1#配电所3#_80_1485 | 0.4 | 100.0 | Yes | New |  | 3 | -- | 80 | 125 | 0 | 0 | 0 | 0 | 0 | 0 |  | {A3C66960-B9E7-4F7B-84D5-852695F82A7A}
BUS_1#配电所4#_80_1497 | 0.4 | 100.0 | Yes | New |  | 3 | -- | 80 | 125 | 0 | 0 | 0 | 0 | 0 | 0 |  | {29F24C89-44DD-4300-A3EB-C89E1B9648E8}
BUS_CNODE_JCT__1277 | 10 | 100.0 | Yes | New |  | 3 | -- | 80 | 125 | 0 | 0 | 0 | 0 | 0 | 0 |  | {28D4AB7E-3711-40FF-8B15-527F7CACD2D8}
BUS_CNODE_JCT__1278 | 10 | 100.0 | Yes | New |  | 3 | -- | 80 | 125 | 0 | 0 | 0 | 0 | 0 | 0 |  | {6BB087BE-2630-4F8C-AEE1-802509685127}
BUS_CNODE_JCT__1279 | 10 | 100.0 | Yes | New |  | 3 | -- | 80 | 125 | 0 | 0 | 0 | 0 | 0 | 0 |  | {68B08807-5F09-4ED1-82FF-83CDED72BB0D}
BUS_CNODE_JCT__1280 | 10 | 100.0 | Yes | New |  | 3 | -- | 80 | 125 | 0 | 0 | 0 | 0 | 0 | 0 |  | {3E2E9CAE-716D-4C5E-A355-B4F234629692}
BUS_CNODE_JCT__1281 | 10 | 100.0 | Yes | New |  | 3 | -- | 80 | 125 | 0 | 0 | 0 | 0 | 0 | 0 |  | {534A27B5-9CCF-49EA-A6D4-1E9F685C0AED}
BUS_CNODE_JCT__1282 | 10 | 100.0 | Yes | New |  | 3 | -- | 80 | 125 | 0 | 0 | 0 | 0 | 0 | 0 |  | {A1C9B6EA-E7CF-4A5F-8D73-0004CB2082BB}
BUS_CNODE_JCT__1283 | 10 | 100.0 | Yes | New |  | 3 | -- | 80 | 125 | 0 | 0 | 0 | 0 | 0 | 0 |  | {13D82B61-BC3B-4AC6-81C9-8290EC94FDD5}
BUS_CNODE_JCT__1284 | 10 | 100.0 | Yes | New |  | 3 | -- | 80 | 125 | 0 | 0 | 0 | 0 | 0 | 0 |  | {FCD47926-9B50-43B2-8FD5-F6BE3D94F4D0}
BUS_CNODE_JCT__1285 | 10 | 100.0 | Yes | New |  | 3 | -- | 80 | 125 | 0 | 0 | 0 | 0 | 0 | 0 |  | {49334F60-8991-4C72-9283-65CD98CD8E8F}
BUS_CNODE_JCT__1286 | 10 | 100.0 | Yes | New |  | 3 | -- | 80 | 125 | 0 | 0 | 0 | 0 | 0 | 0 |  | {7F26B0F0-1A13-4B75-BE40-4D20F092DE8A}
BUS_CNODE_JCT__1287 | 10 | 100.0 | Yes | New |  | 3 | -- | 80 | 125 | 0 | 0 | 0 | 0 | 0 | 0 |  | {502ABE99-1DCC-44AA-B544-EA1397DD9C33}
BUS_CNODE_JCT__1288 | 10 | 100.0 | Yes | New |  | 3 | -- | 80 | 125 | 0 | 0 | 0 | 0 | 0 | 0 |  | {7163F441-5106-455E-8A58-5052AAA49115}
BUS_CNODE_JCT__1289 | 10 | 100.0 | Yes | New |  | 3 | -- | 80 | 125 | 0 | 0 | 0 | 0 | 0 | 0 |  | {800F2EA8-823F-43A0-B1CE-6A12BD8E0B6B}
BUS_CNODE_JCT__1290 | 10 | 100.0 | Yes | New |  | 3 | -- | 80 | 125 | 0 | 0 | 0 | 0 | 0 | 0 |  | {67F9E617-3894-409E-9890-F7EFE36137D0}
BUS_CNODE_JCT__1291 | 10 | 100.0 | Yes | New |  | 3 | -- | 80 | 125 | 0 | 0 | 0 | 0 | 0 | 0 |  | {F4AA92E1-46AB-4F2C-BCD8-44BD97C3E733}
BUS_CNODE_JCT__1292 | 10 | 100.0 | Yes | New |  | 3 | -- | 80 | 125 | 0 | 0 | 0 | 0 | 0 | 0 |  | {EB6FDC06-331E-44BF-891A-A954B315C1E8}
BUS_CNODE_JCT__1293 | 10 | 100.0 | Yes | New |  | 3 | -- | 80 | 125 | 0 | 0 | 0 | 0 | 0 | 0 |  | {D9426632-572C-46D0-91EB-69E0806A9DFD}
BUS_CNODE_JCT__1294 | 10 | 100.0 | Yes | New |  | 3 | -- | 80 | 125 | 0 | 0 | 0 | 0 | 0 | 0 |  | {EE0FDDAE-A6E5-4467-BDD5-92AB72F962D0}
BUS_CNODE_JCT__1295 | 10 | 100.0 | Yes | New |  | 3 | -- | 80 | 125 | 0 | 0 | 0 | 0 | 0 | 0 |  | {52DBBC1B-21B6-4D05-A66D-6A0581A909FE}
BUS_CNODE_JCT__1296 | 10 | 100.0 | Yes | New |  | 3 | -- | 80 | 125 | 0 | 0 | 0 | 0 | 0 | 0 |  | {93CF8CBF-68CA-4FB4-A778-021269C2FE93}
BUS_CNODE_JCT__1297 | 10 | 100.0 | Yes | New |  | 3 | -- | 80 | 125 | 0 | 0 | 0 | 0 | 0 | 0 |  | {E8E12544-C041-43E2-B37B-A21CA143E014}
BUS_CNODE_JCT__1298 | 10 | 100.0 | Yes | New |  | 3 | -- | 80 | 125 | 0 | 0 | 0 | 0 | 0 | 0 |  | {8C165C93-7FD0-4DDE-9AB8-D979D98F0B14}
BUS_CNODE_JCT__1299 | 10 | 100.0 | Yes | New |  | 3 | -- | 80 | 125 | 0 | 0 | 0 | 0 | 0 | 0 |  | {C107C325-93A6-411F-9624-4E2687D003F5}
BUS_CNODE_JCT__1300 | 10 | 100.0 | Yes | New |  | 3 | -- | 80 | 125 | 0 | 0 | 0 | 0 | 0 | 0 |  | {2E31187E-16CD-4272-9DA2-D0F38ADCEB7D}
BUS_CNODE_JCT__1301 | 10 | 100.0 | Yes | New |  | 3 | -- | 80 | 125 | 0 | 0 | 0 | 0 | 0 | 0 |  | {4204B760-99E9-427B-8989-1D4ECA37AD7F}
BUS_CNODE_JCT__1302 | 10 | 100.0 | Yes | New |  | 3 | -- | 80 | 125 | 0 | 0 | 0 | 0 | 0 | 0 |  | {4FEFD2E8-6059-4B75-A293-F481EBAA5F17}
BUS_CNODE_JCT__1303 | 10 | 100.0 | Yes | New |  | 3 | -- | 80 | 125 | 0 | 0 | 0 | 0 | 0 | 0 |  | {5F33D427-B3A8-4448-95ED-90991535745D}
BUS_CNODE_JCT__1304 | 10 | 100.0 | Yes | New |  | 3 | -- | 80 | 125 | 0 | 0 | 0 | 0 | 0 | 0 |  | {9A241146-B9DF-470B-B385-877458AC3479}
BUS_CNODE_JCT__1305 | 10 | 100.0 | Yes | New |  | 3 | -- | 80 | 125 | 0 | 0 | 0 | 0 | 0 | 0 |  | {D9E8190C-ACBD-4EE9-89C7-4DB2691CBCD1}
BUS_CNODE_JCT__1306 | 10 | 100.0 | Yes | New |  | 3 | -- | 80 | 125 | 0 | 0 | 0 | 0 | 0 | 0 |  | {6B084FFC-2C04-4DB3-8F74-839BEBF3FCCA}
BUS_CNODE_JCT__1307 | 10 | 100.0 | Yes | New |  | 3 | -- | 80 | 125 | 0 | 0 | 0 | 0 | 0 | 0 |  | {58770481-6044-40C1-A519-11320090946A}
BUS_CNODE_JCT__1308 | 10 | 100.0 | Yes | New |  | 3 | -- | 80 | 125 | 0 | 0 | 0 | 0 | 0 | 0 |  | {CFCB9716-8557-48C5-9216-FDABE4D925B0}
BUS_CNODE_JCT__1309 | 10 | 100.0 | Yes | New |  | 3 | -- | 80 | 125 | 0 | 0 | 0 | 0 | 0 | 0 |  | {9B63037E-EEF1-48E1-9EA8-4F6C47F31DB9}
BUS_CNODE_JCT__1310 | 10 | 100.0 | Yes | New |  | 3 | -- | 80 | 125 | 0 | 0 | 0 | 0 | 0 | 0 |  | {98B91E35-D244-45C2-AFB0-2052F33DBDF7}
BUS_CNODE_JCT__1311 | 10 | 100.0 | Yes | New |  | 3 | -- | 80 | 125 | 0 | 0 | 0 | 0 | 0 | 0 |  | {C66B0485-F060-4F1D-8BCB-4A87C412CDAA}
BUS_CNODE_JCT__1312 | 10 | 100.0 | Yes | New |  | 3 | -- | 80 | 125 | 0 | 0 | 0 | 0 | 0 | 0 |  | {47D855CF-43E8-4B54-8DDB-4EF4339F7A11}
BUS_CNODE_JCT__1313 | 10 | 100.0 | Yes | New |  | 3 | -- | 80 | 125 | 0 | 0 | 0 | 0 | 0 | 0 |  | {8C21EE81-E69F-4892-B878-8866E669FD80}
BUS_CNODE_JCT__1314 | 10 | 100.0 | Yes | New |  | 3 | -- | 80 | 125 | 0 | 0 | 0 | 0 | 0 | 0 |  | {3948B353-E4AD-4CDF-BFCF-17C0F5BFD196}
BUS_CNODE_JCT__1315 | 10 | 100.0 | Yes | New |  | 3 | -- | 80 | 125 | 0 | 0 | 0 | 0 | 0 | 0 |  | {D1EE4261-A40E-4DB9-ADCC-D6C3E42AD1B5}
BUS_CNODE_JCT__1316 | 10 | 100.0 | Yes | New |  | 3 | -- | 80 | 125 | 0 | 0 | 0 | 0 | 0 | 0 |  | {02C4F398-C2FD-475D-B531-0F98D7B690D0}
BUS_CNODE_JCT__1317 | 10 | 100.0 | Yes | New |  | 3 | -- | 80 | 125 | 0 | 0 | 0 | 0 | 0 | 0 |  | {2C5F1E50-6B71-4361-9467-0008C2CE4651}
BUS_CNODE_JCT__1318 | 10 | 100.0 | Yes | New |  | 3 | -- | 80 | 125 | 0 | 0 | 0 | 0 | 0 | 0 |  | {BD1C3919-1DA9-4F24-9B2C-FA5863079FF1}
BUS_CNODE_JCT__1319 | 10 | 100.0 | Yes | New |  | 3 | -- | 80 | 125 | 0 | 0 | 0 | 0 | 0 | 0 |  | {14F09C7D-D403-4606-ACE1-CAA7BF164811}
BUS_CNODE_JCT__1320 | 10 | 100.0 | Yes | New |  | 3 | -- | 80 | 125 | 0 | 0 | 0 | 0 | 0 | 0 |  | {97D3DEAF-3144-4C7A-8715-D7C51D859344}
BUS_CNODE_JCT__1321 | 10 | 100.0 | Yes | New |  | 3 | -- | 80 | 125 | 0 | 0 | 0 | 0 | 0 | 0 |  | {D2FA42F9-AB4A-4508-AE47-2BF3D7147E4C}
BUS_CNODE_JCT__1322 | 10 | 100.0 | Yes | New |  | 3 | -- | 80 | 125 | 0 | 0 | 0 | 0 | 0 | 0 |  | {1B1E16A0-4F65-4A5E-BD43-3C4D6022C7B8}
BUS_CNODE_JCT__1323 | 10 | 100.0 | Yes | New |  | 3 | -- | 80 | 125 | 0 | 0 | 0 | 0 | 0 | 0 |  | {7F1FEC44-C86C-4374-8174-2F7E3FAC8D5E}
BUS_CNODE_JCT__1324 | 10 | 100.0 | Yes | New |  | 3 | -- | 80 | 125 | 0 | 0 | 0 | 0 | 0 | 0 |  | {8241052E-FDA3-434D-B551-99589FD5B615}
BUS_CNODE_JCT__1325 | 10 | 100.0 | Yes | New |  | 3 | -- | 80 | 125 | 0 | 0 | 0 | 0 | 0 | 0 |  | {4B753EF3-B6B0-4591-8E11-2B636F5D6882}
BUS_CNODE_JCT__1326 | 10 | 100.0 | Yes | New |  | 3 | -- | 80 | 125 | 0 | 0 | 0 | 0 | 0 | 0 |  | {767942E4-1604-4F7A-8ABA-81660B1AE05A}
BUS_CNODE_JCT__1327 | 10 | 100.0 | Yes | New |  | 3 | -- | 80 | 125 | 0 | 0 | 0 | 0 | 0 | 0 |  | {74657BCD-C833-49BB-9A12-A249BA320968}
BUS_CNODE_JCT__1328 | 10 | 100.0 | Yes | New |  | 3 | -- | 80 | 125 | 0 | 0 | 0 | 0 | 0 | 0 |  | {6286BEC4-8AFB-44ED-9589-A663CEFCF8F1}
BUS_CNODE_JCT__1329 | 10 | 100.0 | Yes | New |  | 3 | -- | 80 | 125 | 0 | 0 | 0 | 0 | 0 | 0 |  | {8DC16102-BF1B-490F-9BE2-B867E6A655C2}
BUS_CNODE_JCT__1330 | 10 | 100.0 | Yes | New |  | 3 | -- | 80 | 125 | 0 | 0 | 0 | 0 | 0 | 0 |  | {E0FDAF5B-C084-4ACD-BABB-55D9458ED3B6}
BUS_CNODE_JCT__1331 | 10 | 100.0 | Yes | New |  | 3 | -- | 80 | 125 | 0 | 0 | 0 | 0 | 0 | 0 |  | {CAFF30F2-EC75-4766-92CD-B16E113E0BFE}
BUS_CNODE_JCT__1332 | 10 | 100.0 | Yes | New |  | 3 | -- | 80 | 125 | 0 | 0 | 0 | 0 | 0 | 0 |  | {48B98888-91C1-4D85-B782-2C3EF56AEB27}
BUS_CNODE_JCT__1333 | 10 | 100.0 | Yes | New |  | 3 | -- | 80 | 125 | 0 | 0 | 0 | 0 | 0 | 0 |  | {EF03AF9F-43C3-4A0E-9DB5-0103907015B4}
BUS_CNODE_JCT__1334 | 10 | 100.0 | Yes | New |  | 3 | -- | 80 | 125 | 0 | 0 | 0 | 0 | 0 | 0 |  | {343E887E-24AE-4F34-B6CD-2BA406D38B4A}
BUS_CNODE_JCT__1335 | 10 | 100.0 | Yes | New |  | 3 | -- | 80 | 125 | 0 | 0 | 0 | 0 | 0 | 0 |  | {F49CE938-22F3-4E95-9592-E3A841691975}
BUS_CNODE_JCT__1336 | 10 | 100.0 | Yes | New |  | 3 | -- | 80 | 125 | 0 | 0 | 0 | 0 | 0 | 0 |  | {92ED0AF1-2DE7-49D3-BB51-E2707039A5EC}
BUS_CNODE_JCT__1337 | 10 | 100.0 | Yes | New |  | 3 | -- | 80 | 125 | 0 | 0 | 0 | 0 | 0 | 0 |  | {4625BCE4-74A1-4B64-89C0-9E458E34729D}
BUS_CNODE_JCT__1338 | 10 | 100.0 | Yes | New |  | 3 | -- | 80 | 125 | 0 | 0 | 0 | 0 | 0 | 0 |  | {199FAD81-AAC0-47B4-B339-86FD64A8A15F}
BUS_CNODE_JCT__1339 | 10 | 100.0 | Yes | New |  | 3 | -- | 80 | 125 | 0 | 0 | 0 | 0 | 0 | 0 |  | {A46DBE34-7F68-4463-ADDA-72329439D99A}
BUS_CNODE_JCT__1340 | 10 | 100.0 | Yes | New |  | 3 | -- | 80 | 125 | 0 | 0 | 0 | 0 | 0 | 0 |  | {8A832188-F951-4263-B370-6F59C4AB01AB}
BUS_CNODE_JCT__1341 | 10 | 100.0 | Yes | New |  | 3 | -- | 80 | 125 | 0 | 0 | 0 | 0 | 0 | 0 |  | {0D96DD68-883F-4D7A-84BE-4DE72AD252D6}
BUS_CNODE_JCT__1342 | 10 | 100.0 | Yes | New |  | 3 | -- | 80 | 125 | 0 | 0 | 0 | 0 | 0 | 0 |  | {F9261C04-501A-43A0-9516-43FDB88B7075}
BUS_CNODE_JCT__1343 | 10 | 100.0 | Yes | New |  | 3 | -- | 80 | 125 | 0 | 0 | 0 | 0 | 0 | 0 |  | {9554CEC8-B94F-4EA2-9945-24198CE8801D}
BUS_CNODE_JCT__1344 | 10 | 100.0 | Yes | New |  | 3 | -- | 80 | 125 | 0 | 0 | 0 | 0 | 0 | 0 |  | {639951C9-C407-43B8-A5E5-54EDBDDFA8EA}
BUS_CNODE_JCT__1345 | 10 | 100.0 | Yes | New |  | 3 | -- | 80 | 125 | 0 | 0 | 0 | 0 | 0 | 0 |  | {21B3480B-8B00-4347-A800-6135A0F395EF}
BUS_CNODE_JCT__1346 | 10 | 100.0 | Yes | New |  | 3 | -- | 80 | 125 | 0 | 0 | 0 | 0 | 0 | 0 |  | {4707B75B-CB44-48E4-BBA7-61E010149337}
BUS_CNODE_JCT__1347 | 10 | 100.0 | Yes | New |  | 3 | -- | 80 | 125 | 0 | 0 | 0 | 0 | 0 | 0 |  | {D1237680-0AC4-429F-BC34-FAF341FCB936}
BUS_CNODE_JCT__1348 | 10 | 100.0 | Yes | New |  | 3 | -- | 80 | 125 | 0 | 0 | 0 | 0 | 0 | 0 |  | {93A32376-3F6E-4F5C-A029-C9AF3CC17C79}
BUS_CNODE_JCT__1349 | 10 | 100.0 | Yes | New |  | 3 | -- | 80 | 125 | 0 | 0 | 0 | 0 | 0 | 0 |  | {A48AEF6B-025D-460B-85AA-F276F454045A}
BUS_CNODE_JCT__1350 | 10 | 100.0 | Yes | New |  | 3 | -- | 80 | 125 | 0 | 0 | 0 | 0 | 0 | 0 |  | {05F0EDA1-A12D-4914-8E5F-CF5B65B3508D}
BUS_CNODE_JCT__1351 | 10 | 100.0 | Yes | New |  | 3 | -- | 80 | 125 | 0 | 0 | 0 | 0 | 0 | 0 |  | {4F21C5C2-26FF-4654-92E8-6840CD575CCB}
BUS_CNODE_JCT__1352 | 10 | 100.0 | Yes | New |  | 3 | -- | 80 | 125 | 0 | 0 | 0 | 0 | 0 | 0 |  | {286C3AE7-61B6-47E3-949B-ECF14064A421}
BUS_CNODE_JCT__1353 | 10 | 100.0 | Yes | New |  | 3 | -- | 80 | 125 | 0 | 0 | 0 | 0 | 0 | 0 |  | {335DD593-7B45-48D0-85DD-CD69EC3AF6C1}
BUS_CNODE_JCT__1354 | 10 | 100.0 | Yes | New |  | 3 | -- | 80 | 125 | 0 | 0 | 0 | 0 | 0 | 0 |  | {883CF4F0-5325-4EBC-A03B-34EFC01B6D73}
BUS_CNODE_JCT__1355 | 10 | 100.0 | Yes | New |  | 3 | -- | 80 | 125 | 0 | 0 | 0 | 0 | 0 | 0 |  | {C77CEA9A-9616-4937-ABF9-78C9328A8ED2}
BUS_CNODE_JCT__1356 | 10 | 100.0 | Yes | New |  | 3 | -- | 80 | 125 | 0 | 0 | 0 | 0 | 0 | 0 |  | {170F9857-D081-45CF-A11C-B7783D2BC631}
BUS_CNODE_JCT__1357 | 10 | 100.0 | Yes | New |  | 3 | -- | 80 | 125 | 0 | 0 | 0 | 0 | 0 | 0 |  | {717F1EBA-BA21-46C4-9144-693B89B0D84E}
BUS_CNODE_JCT__1358 | 10 | 100.0 | Yes | New |  | 3 | -- | 80 | 125 | 0 | 0 | 0 | 0 | 0 | 0 |  | {CA031202-ED23-4755-A704-FB6A70BC997B}
BUS_CNODE_JCT__1359 | 10 | 100.0 | Yes | New |  | 3 | -- | 80 | 125 | 0 | 0 | 0 | 0 | 0 | 0 |  | {1E34C8E9-711D-4129-B0AA-5B5C34824AEC}
BUS_CNODE_JCT__1360 | 10 | 100.0 | Yes | New |  | 3 | -- | 80 | 125 | 0 | 0 | 0 | 0 | 0 | 0 |  | {3F93DF0B-A373-4BA6-8B57-24792924302E}
BUS_CNODE_JCT__1361 | 10 | 100.0 | Yes | New |  | 3 | -- | 80 | 125 | 0 | 0 | 0 | 0 | 0 | 0 |  | {1DD1CEBA-AABA-444C-B6CC-DE60384EDA4A}
BUS_CNODE_JCT__1362 | 10 | 100.0 | Yes | New |  | 3 | -- | 80 | 125 | 0 | 0 | 0 | 0 | 0 | 0 |  | {3503BACC-B5FB-4D9F-8863-6A6B1603ED77}
BUS_CNODE_JCT__1363 | 10 | 100.0 | Yes | New |  | 3 | -- | 80 | 125 | 0 | 0 | 0 | 0 | 0 | 0 |  | {6AB2C448-B320-40CE-B378-12F5A500F38D}
BUS_CNODE_JCT__1364 | 10 | 100.0 | Yes | New |  | 3 | -- | 80 | 125 | 0 | 0 | 0 | 0 | 0 | 0 |  | {C37A963B-3AC7-4D75-9164-1BF2A159D48A}
BUS_CNODE_JCT__1365 | 10 | 100.0 | Yes | New |  | 3 | -- | 80 | 125 | 0 | 0 | 0 | 0 | 0 | 0 |  | {E4FCD734-C5FB-46C2-A31F-63188205E87A}
BUS_CNODE_JCT__1366 | 10 | 100.0 | Yes | New |  | 3 | -- | 80 | 125 | 0 | 0 | 0 | 0 | 0 | 0 |  | {773590CD-75D8-4D1F-9D78-90E6A0FA2F5C}
BUS_CNODE_JCT__1367 | 10 | 100.0 | Yes | New |  | 3 | -- | 80 | 125 | 0 | 0 | 0 | 0 | 0 | 0 |  | {5C6B0795-16FD-45D7-A0C6-32AB1A10A329}
BUS_CNODE_JCT__1368 | 10 | 100.0 | Yes | New |  | 3 | -- | 80 | 125 | 0 | 0 | 0 | 0 | 0 | 0 |  | {9137E175-BDC4-4488-BD95-41B02DD0BAB6}
BUS_CNODE_JCT__1369 | 10 | 100.0 | Yes | New |  | 3 | -- | 80 | 125 | 0 | 0 | 0 | 0 | 0 | 0 |  | {0E9B75F4-FCD1-4722-8148-D93D451EB9FE}
BUS_CNODE_JCT__1370 | 10 | 100.0 | Yes | New |  | 3 | -- | 80 | 125 | 0 | 0 | 0 | 0 | 0 | 0 |  | {24AF6BF5-AABD-459E-B78B-11D72412AAF8}
BUS_CNODE_JCT__1371 | 10 | 100.0 | Yes | New |  | 3 | -- | 80 | 125 | 0 | 0 | 0 | 0 | 0 | 0 |  | {C5033513-3954-45DF-AA56-0A098C182033}
BUS_CNODE_JCT__1372 | 10 | 100.0 | Yes | New |  | 3 | -- | 80 | 125 | 0 | 0 | 0 | 0 | 0 | 0 |  | {258AA12B-14CA-4705-91D7-497F8F3583B6}
BUS_CNODE_JCT__1373 | 10 | 100.0 | Yes | New |  | 3 | -- | 80 | 125 | 0 | 0 | 0 | 0 | 0 | 0 |  | {DB274510-B5EC-4F58-892A-322F6B0D944F}
BUS_CNODE_JCT__1374 | 10 | 100.0 | Yes | New |  | 3 | -- | 80 | 125 | 0 | 0 | 0 | 0 | 0 | 0 |  | {3DB6E27D-5350-468C-BB4A-72381F2FABE8}
BUS_CNODE_JCT__1375 | 10 | 100.0 | Yes | New |  | 3 | -- | 80 | 125 | 0 | 0 | 0 | 0 | 0 | 0 |  | {E4E9B90C-B219-47C8-A6E2-2BCD9687DF0D}
BUS_CNODE_JCT__1376 | 10 | 100.0 | Yes | New |  | 3 | -- | 80 | 125 | 0 | 0 | 0 | 0 | 0 | 0 |  | {676F1C8D-F946-4789-93C6-73C405586829}
BUS_CNODE_JCT__1377 | 10 | 100.0 | Yes | New |  | 3 | -- | 80 | 125 | 0 | 0 | 0 | 0 | 0 | 0 |  | {E3B58774-75FA-4C82-9166-C7A069D95146}
BUS_CNODE_JCT__1378 | 10 | 100.0 | Yes | New |  | 3 | -- | 80 | 125 | 0 | 0 | 0 | 0 | 0 | 0 |  | {83465BF2-E501-471B-8EFF-B9936F866FE4}
BUS_CNODE_JCT__1379 | 10 | 100.0 | Yes | New |  | 3 | -- | 80 | 125 | 0 | 0 | 0 | 0 | 0 | 0 |  | {D0E9D305-B88A-401A-AEEF-F16DD84DF2F7}
BUS_CNODE_JCT__1380 | 10 | 100.0 | Yes | New |  | 3 | -- | 80 | 125 | 0 | 0 | 0 | 0 | 0 | 0 |  | {D9CF4EF5-775F-49CB-849D-35F08E5E0A5B}
BUS_CNODE_JCT__1381 | 10 | 100.0 | Yes | New |  | 3 | -- | 80 | 125 | 0 | 0 | 0 | 0 | 0 | 0 |  | {E1628F6D-7F29-4D5A-B36E-3C2B8576CB62}
BUS_CNODE_JCT__1382 | 10 | 100.0 | Yes | New |  | 3 | -- | 80 | 125 | 0 | 0 | 0 | 0 | 0 | 0 |  | {D1569437-33A1-47BC-A551-22F34394CEC5}
BUS_CNODE_JCT__1383 | 10 | 100.0 | Yes | New |  | 3 | -- | 80 | 125 | 0 | 0 | 0 | 0 | 0 | 0 |  | {A0382BBD-0CC3-4685-876E-BDE91C3E7248}
BUS_CNODE_JCT__1384 | 10 | 100.0 | Yes | New |  | 3 | -- | 80 | 125 | 0 | 0 | 0 | 0 | 0 | 0 |  | {3CB6CE50-845B-4323-A1BE-AF4F6548E1CE}
BUS_CNODE_JCT__1385 | 10 | 100.0 | Yes | New |  | 3 | -- | 80 | 125 | 0 | 0 | 0 | 0 | 0 | 0 |  | {7BA4E106-3E7A-4557-A492-E6B175AD1075}
BUS_CNODE_JCT__1386 | 10 | 100.0 | Yes | New |  | 3 | -- | 80 | 125 | 0 | 0 | 0 | 0 | 0 | 0 |  | {82175126-0529-4095-AA33-9B9DD83A566B}
BUS_CNODE_JCT__1387 | 10 | 100.0 | Yes | New |  | 3 | -- | 80 | 125 | 0 | 0 | 0 | 0 | 0 | 0 |  | {E8CBE81F-AEE2-4EEE-B012-FE5417ABDBF6}
BUS_CNODE_JCT__1388 | 10 | 100.0 | Yes | New |  | 3 | -- | 80 | 125 | 0 | 0 | 0 | 0 | 0 | 0 |  | {82CDA7EC-50F1-4216-909B-C251A5288F79}
BUS_CNODE_JCT__1389 | 10 | 100.0 | Yes | New |  | 3 | -- | 80 | 125 | 0 | 0 | 0 | 0 | 0 | 0 |  | {31B6C5C8-D88A-419A-BE55-FF3A98E47A20}
BUS_CNODE_JCT__1390 | 10 | 100.0 | Yes | New |  | 3 | -- | 80 | 125 | 0 | 0 | 0 | 0 | 0 | 0 |  | {2C15664D-03D7-42F5-AA5E-064C64CF73EB}
BUS_CNODE_JCT__1391 | 10 | 100.0 | Yes | New |  | 3 | -- | 80 | 125 | 0 | 0 | 0 | 0 | 0 | 0 |  | {5DCD67FD-3273-4B51-BEBD-1A9468250724}
BUS_CNODE_JCT__1392 | 10 | 100.0 | Yes | New |  | 3 | -- | 80 | 125 | 0 | 0 | 0 | 0 | 0 | 0 |  | {FBED208E-5EA7-4BAE-B5E4-BFEBBE5A0F5B}
BUS_CNODE_JCT__1393 | 10 | 100.0 | Yes | New |  | 3 | -- | 80 | 125 | 0 | 0 | 0 | 0 | 0 | 0 |  | {FD5E143A-0897-4678-B8F3-CEC242670A8A}
BUS_CNODE_JCT__1394 | 10 | 100.0 | Yes | New |  | 3 | -- | 80 | 125 | 0 | 0 | 0 | 0 | 0 | 0 |  | {C355CA00-4BCE-43D6-892C-D86ABB9D61C9}
BUS_CNODE_JCT__1395 | 10 | 100.0 | Yes | New |  | 3 | -- | 80 | 125 | 0 | 0 | 0 | 0 | 0 | 0 |  | {B511B2C6-B037-41F6-BAC1-739436F11EF8}
BUS_CNODE_JCT__1396 | 10 | 100.0 | Yes | New |  | 3 | -- | 80 | 125 | 0 | 0 | 0 | 0 | 0 | 0 |  | {D2B5BC26-9FB9-4EBB-8B33-2B4935A20235}
BUS_CNODE_JCT__1397 | 10 | 100.0 | Yes | New |  | 3 | -- | 80 | 125 | 0 | 0 | 0 | 0 | 0 | 0 |  | {2DDAD458-0226-4C22-9FB5-6884A5BE4C99}
BUS_CNODE_JCT__1398 | 10 | 100.0 | Yes | New |  | 3 | -- | 80 | 125 | 0 | 0 | 0 | 0 | 0 | 0 |  | {9F97F09C-6103-4BC1-918C-C23FD03FED55}
BUS_CNODE_JCT__1399 | 10 | 100.0 | Yes | New |  | 3 | -- | 80 | 125 | 0 | 0 | 0 | 0 | 0 | 0 |  | {241D49E3-B463-4156-9E83-1C89596C87C5}
BUS_CNODE_JCT__1400 | 10 | 100.0 | Yes | New |  | 3 | -- | 80 | 125 | 0 | 0 | 0 | 0 | 0 | 0 |  | {BBBF2226-6302-42CA-9A6E-4D77E172D5A0}
BUS_CNODE_JCT__1401 | 10 | 100.0 | Yes | New |  | 3 | -- | 80 | 125 | 0 | 0 | 0 | 0 | 0 | 0 |  | {4322B021-965B-44F6-A1C0-57DB7C1FA08E}
BUS_CNODE_JCT__1402 | 10 | 100.0 | Yes | New |  | 3 | -- | 80 | 125 | 0 | 0 | 0 | 0 | 0 | 0 |  | {26ED718C-BDDF-4712-BA4F-E29B6CF3F71C}
BUS_CNODE_JCT__1403 | 10 | 100.0 | Yes | New |  | 3 | -- | 80 | 125 | 0 | 0 | 0 | 0 | 0 | 0 |  | {AFB08824-E6E2-4024-A684-0ECEF8D8900A}
BUS_CNODE_JCT__1404 | 10 | 100.0 | Yes | New |  | 3 | -- | 80 | 125 | 0 | 0 | 0 | 0 | 0 | 0 |  | {89886540-CB02-4C34-98CA-81A23E3C5246}
BUS_CNODE_JCT__1405 | 10 | 100.0 | Yes | New |  | 3 | -- | 80 | 125 | 0 | 0 | 0 | 0 | 0 | 0 |  | {F7B7C11B-F93B-4382-BBB4-0662F548E6A3}
BUS_CNODE_JCT__1406 | 10 | 100.0 | Yes | New |  | 3 | -- | 80 | 125 | 0 | 0 | 0 | 0 | 0 | 0 |  | {AF19684B-9D46-4341-91F9-CA4C98A0C3AC}
BUS_CNODE_JCT__1407 | 10 | 100.0 | Yes | New |  | 3 | -- | 80 | 125 | 0 | 0 | 0 | 0 | 0 | 0 |  | {E1C2AA6D-FEBB-4D13-AD60-EC20C6C87DBD}
BUS_CNODE_JCT__1408 | 10 | 100.0 | Yes | New |  | 3 | -- | 80 | 125 | 0 | 0 | 0 | 0 | 0 | 0 |  | {850836C0-DE75-4094-9155-26487B840B80}
BUS_CNODE_JCT__1409 | 10 | 100.0 | Yes | New |  | 3 | -- | 80 | 125 | 0 | 0 | 0 | 0 | 0 | 0 |  | {C5D37864-6A9A-454A-803A-EDB4778F9935}
BUS_CNODE_JCT__1410 | 10 | 100.0 | Yes | New |  | 3 | -- | 80 | 125 | 0 | 0 | 0 | 0 | 0 | 0 |  | {884BBCD0-9D2C-4F3D-A99E-E9B4CE623C5C}
BUS_CNODE_JCT__1411 | 10 | 100.0 | Yes | New |  | 3 | -- | 80 | 125 | 0 | 0 | 0 | 0 | 0 | 0 |  | {11847D30-BAA2-4425-B531-5F0D4AE1BDAE}
BUS_CNODE_JCT__1412 | 10 | 100.0 | Yes | New |  | 3 | -- | 80 | 125 | 0 | 0 | 0 | 0 | 0 | 0 |  | {89509439-702A-4FD0-A8A2-2F114854258A}
BUS_CNODE_JCT__1413 | 10 | 100.0 | Yes | New |  | 3 | -- | 80 | 125 | 0 | 0 | 0 | 0 | 0 | 0 |  | {D5F3E5C0-711E-438C-901A-4CF5167FDAF6}
BUS_CNODE_JCT__1414 | 10 | 100.0 | Yes | New |  | 3 | -- | 80 | 125 | 0 | 0 | 0 | 0 | 0 | 0 |  | {CA06E3BB-05E6-4DCD-9CB8-E2EF4B3A5B83}
BUS_CNODE_JCT__1415 | 10 | 100.0 | Yes | New |  | 3 | -- | 80 | 125 | 0 | 0 | 0 | 0 | 0 | 0 |  | {B97BB66D-6E4D-4203-9414-57E1DA6F3F6A}
BUS_CNODE_JCT__1416 | 10 | 100.0 | Yes | New |  | 3 | -- | 80 | 125 | 0 | 0 | 0 | 0 | 0 | 0 |  | {5D876CFA-CEF5-40EF-9C68-18CEC4284611}
BUS_CNODE_JCT__1417 | 10 | 100.0 | Yes | New |  | 3 | -- | 80 | 125 | 0 | 0 | 0 | 0 | 0 | 0 |  | {B260C56D-D27B-44A4-AD3D-D07D09AED830}
BUS_CNODE_JCT__1418 | 10 | 100.0 | Yes | New |  | 3 | -- | 80 | 125 | 0 | 0 | 0 | 0 | 0 | 0 |  | {1EF54929-AFDC-4B88-BEF4-337476B6BB72}
BUS_CNODE_JCT__1419 | 10 | 100.0 | Yes | New |  | 3 | -- | 80 | 125 | 0 | 0 | 0 | 0 | 0 | 0 |  | {84A54E42-219B-45AE-9D22-A673C566DC32}
BUS_CNODE_JCT__1420 | 10 | 100.0 | Yes | New |  | 3 | -- | 80 | 125 | 0 | 0 | 0 | 0 | 0 | 0 |  | {614DF6F9-0D55-4D60-A795-358195D35945}
BUS_CNODE_JCT__1421 | 10 | 100.0 | Yes | New |  | 3 | -- | 80 | 125 | 0 | 0 | 0 | 0 | 0 | 0 |  | {B8B5C716-C436-492A-BC0F-B821E797C936}
BUS_CNODE_JCT__1422 | 10 | 100.0 | Yes | New |  | 3 | -- | 80 | 125 | 0 | 0 | 0 | 0 | 0 | 0 |  | {0C95F89A-F716-4C35-AD53-092DCAEE9630}
BUS_CNODE_JCT__1423 | 10 | 100.0 | Yes | New |  | 3 | -- | 80 | 125 | 0 | 0 | 0 | 0 | 0 | 0 |  | {6B396F99-BAFD-4660-AA16-A2523F495160}
BUS_CNODE_JCT__1424 | 10 | 100.0 | Yes | New |  | 3 | -- | 80 | 125 | 0 | 0 | 0 | 0 | 0 | 0 |  | {5882C7D3-D7BD-4412-9E2C-1ABEF9B16279}
BUS_CNODE_JCT__1425 | 10 | 100.0 | Yes | New |  | 3 | -- | 80 | 125 | 0 | 0 | 0 | 0 | 0 | 0 |  | {74F5A7AB-9C75-4E87-8265-AE9A05E80AEE}
BUS_CNODE_JCT__1426 | 10 | 100.0 | Yes | New |  | 3 | -- | 80 | 125 | 0 | 0 | 0 | 0 | 0 | 0 |  | {A4C6226E-623A-4AB6-8921-BF188182AA18}
BUS_CNODE_JCT__1427 | 10 | 100.0 | Yes | New |  | 3 | -- | 80 | 125 | 0 | 0 | 0 | 0 | 0 | 0 |  | {7779BCD1-F59B-4F5D-B813-BDE16BDFF6AA}
BUS_CNODE_JCT__1428 | 10 | 100.0 | Yes | New |  | 3 | -- | 80 | 125 | 0 | 0 | 0 | 0 | 0 | 0 |  | {C8A3139E-48AB-4E5C-9595-96612AE171BA}
BUS_CNODE_JCT__1429 | 10 | 100.0 | Yes | New |  | 3 | -- | 80 | 125 | 0 | 0 | 0 | 0 | 0 | 0 |  | {B7299DB6-30DD-4585-A6A5-CC7739AD571A}
BUS_CNODE_JCT__1430 | 10 | 100.0 | Yes | New |  | 3 | -- | 80 | 125 | 0 | 0 | 0 | 0 | 0 | 0 |  | {56AAB322-4FF4-468E-9E1D-99C61C2709F1}
BUS_CNODE_JCT__1431 | 10 | 100.0 | Yes | New |  | 3 | -- | 80 | 125 | 0 | 0 | 0 | 0 | 0 | 0 |  | {66B6008C-4620-488C-87DE-33D157DD898F}
BUS_CNODE_JCT__1432 | 10 | 100.0 | Yes | New |  | 3 | -- | 80 | 125 | 0 | 0 | 0 | 0 | 0 | 0 |  | {EF4F2C79-4B47-49FD-8ECE-17189C27A376}
BUS_CNODE_JCT__1433 | 10 | 100.0 | Yes | New |  | 3 | -- | 80 | 125 | 0 | 0 | 0 | 0 | 0 | 0 |  | {826F2CA2-D3D2-4CB8-8EA2-DDCD5EB2061A}
BUS_CNODE_JCT__1434 | 10 | 100.0 | Yes | New |  | 3 | -- | 80 | 125 | 0 | 0 | 0 | 0 | 0 | 0 |  | {2D3395DC-B69D-4167-B0E6-7FBBA15663A9}
BUS_CNODE_JCT__1435 | 10 | 100.0 | Yes | New |  | 3 | -- | 80 | 125 | 0 | 0 | 0 | 0 | 0 | 0 |  | {1B137CC8-51D4-44C9-A5C5-9B9A512F9DF7}
BUS_CNODE_JCT__1436 | 10 | 100.0 | Yes | New |  | 3 | -- | 80 | 125 | 0 | 0 | 0 | 0 | 0 | 0 |  | {F31B34D5-330A-46A1-A9F9-58453278DA7A}
BUS_CNODE_JCT__1437 | 10 | 100.0 | Yes | New |  | 3 | -- | 80 | 125 | 0 | 0 | 0 | 0 | 0 | 0 |  | {AFD0A36D-7CD2-4917-B646-6553A1C62F4A}
BUS_CNODE_JCT__1438 | 10 | 100.0 | Yes | New |  | 3 | -- | 80 | 125 | 0 | 0 | 0 | 0 | 0 | 0 |  | {0381A90B-0D5F-43DC-B531-1D17C2F6B922}
BUS_CNODE_JCT__1439 | 10 | 100.0 | Yes | New |  | 3 | -- | 80 | 125 | 0 | 0 | 0 | 0 | 0 | 0 |  | {E03E1BBC-75F6-4CF9-AB61-0845965620EA}
BUS_CNODE_JCT__1440 | 10 | 100.0 | Yes | New |  | 3 | -- | 80 | 125 | 0 | 0 | 0 | 0 | 0 | 0 |  | {CCE61DC1-2D9F-4D1E-8081-70DEA0727071}
BUS_CNODE_JCT__1441 | 10 | 100.0 | Yes | New |  | 3 | -- | 80 | 125 | 0 | 0 | 0 | 0 | 0 | 0 |  | {34B49136-73D7-45D4-8625-1A5FBD060B24}
BUS_CNODE_JCT__1442 | 10 | 100.0 | Yes | New |  | 3 | -- | 80 | 125 | 0 | 0 | 0 | 0 | 0 | 0 |  | {CEEAA96D-E8E9-4624-85EF-E07B86F3E4A7}
BUS_CNODE_JCT__1443 | 10 | 100.0 | Yes | New |  | 3 | -- | 80 | 125 | 0 | 0 | 0 | 0 | 0 | 0 |  | {5C1E8540-D7B4-44D0-9EBC-CFD1D6FA7D7F}
BUS_CNODE_JCT__1444 | 10 | 100.0 | Yes | New |  | 3 | -- | 80 | 125 | 0 | 0 | 0 | 0 | 0 | 0 |  | {D6CB3E11-8FA2-4D3F-B682-45A7871B91DA}
BUS_CNODE_JCT__1445 | 10 | 100.0 | Yes | New |  | 3 | -- | 80 | 125 | 0 | 0 | 0 | 0 | 0 | 0 |  | {9ED2D9DC-5F5A-4CB2-B4FE-7D30A44C8B47}
BUS_CNODE_JCT__1446 | 10 | 100.0 | Yes | New |  | 3 | -- | 80 | 125 | 0 | 0 | 0 | 0 | 0 | 0 |  | {0EB46F88-16A8-4FC0-BD47-45B681ABFCBB}
BUS_CNODE_JCT__1447 | 10 | 100.0 | Yes | New |  | 3 | -- | 80 | 125 | 0 | 0 | 0 | 0 | 0 | 0 |  | {F7EFCF4C-95E5-4C59-9F95-0861F1CD2BD9}
BUS_CNODE_JCT__1448 | 10 | 100.0 | Yes | New |  | 3 | -- | 80 | 125 | 0 | 0 | 0 | 0 | 0 | 0 |  | {FFFD63D3-2ECA-4463-8773-4DD22B86C1D0}
BUS_CNODE_JCT__1449 | 10 | 100.0 | Yes | New |  | 3 | -- | 80 | 125 | 0 | 0 | 0 | 0 | 0 | 0 |  | {1EA7FE96-B8BC-47F0-A41C-AB6E328F18EF}
BUS_CNODE_JCT__1450 | 10 | 100.0 | Yes | New |  | 3 | -- | 80 | 125 | 0 | 0 | 0 | 0 | 0 | 0 |  | {E1D6B99E-69A1-4823-9711-045315C82505}
BUS_CNODE_JCT__1451 | 10 | 100.0 | Yes | New |  | 3 | -- | 80 | 125 | 0 | 0 | 0 | 0 | 0 | 0 |  | {F56CA89C-D8B0-48AC-A876-9562AB7C1D58}
BUS_CNODE_JCT__1452 | 10 | 100.0 | Yes | New |  | 3 | -- | 80 | 125 | 0 | 0 | 0 | 0 | 0 | 0 |  | {78DFF18E-B6B2-474B-8399-D87BE9A157D7}
BUS_CNODE_JCT__1453 | 10 | 100.0 | Yes | New |  | 3 | -- | 80 | 125 | 0 | 0 | 0 | 0 | 0 | 0 |  | {11199CCB-643F-4E85-B91E-C770531EB080}
BUS_CNODE_JCT__1454 | 10 | 100.0 | Yes | New |  | 3 | -- | 80 | 125 | 0 | 0 | 0 | 0 | 0 | 0 |  | {35B9FD2A-C278-460E-8F99-3349346D4C8E}
BUS_CNODE_JCT__1455 | 10 | 100.0 | Yes | New |  | 3 | -- | 80 | 125 | 0 | 0 | 0 | 0 | 0 | 0 |  | {14721056-FC1E-474B-B95A-643C6E92051E}
BUS_CNODE_JCT__1456 | 10 | 100.0 | Yes | New |  | 3 | -- | 80 | 125 | 0 | 0 | 0 | 0 | 0 | 0 |  | {151687C7-60EC-4328-94FC-CE4B7A6F54D9}
BUS_CNODE_JCT__1457 | 10 | 100.0 | Yes | New |  | 3 | -- | 80 | 125 | 0 | 0 | 0 | 0 | 0 | 0 |  | {9E4C6F0D-80E2-4017-B64C-6401C9395158}
BUS_CNODE_JCT__1458 | 10 | 100.0 | Yes | New |  | 3 | -- | 80 | 125 | 0 | 0 | 0 | 0 | 0 | 0 |  | {7A13FADC-7B48-4BC2-BC1B-B9F150FF6234}
BUS_CNODE_JCT__1459 | 10 | 100.0 | Yes | New |  | 3 | -- | 80 | 125 | 0 | 0 | 0 | 0 | 0 | 0 |  | {6D906FE4-F07A-4CDE-9CA8-3D9F31907FAA}
BUS_CNODE_JCT__1460 | 10 | 100.0 | Yes | New |  | 3 | -- | 80 | 125 | 0 | 0 | 0 | 0 | 0 | 0 |  | {71EADC85-6888-4B4A-B919-E6921733068B}
BUS_CNODE_JCT__1461 | 10 | 100.0 | Yes | New |  | 3 | -- | 80 | 125 | 0 | 0 | 0 | 0 | 0 | 0 |  | {F36B695C-89B5-4580-BCA6-B6C1D401E4ED}
BUS_CNODE_JCT__1462 | 10 | 100.0 | Yes | New |  | 3 | -- | 80 | 125 | 0 | 0 | 0 | 0 | 0 | 0 |  | {47C4AB3C-E9EF-4185-9A7B-3F9AAB2E2C3E}
BUS_CNODE_JCT__1463 | 10 | 100.0 | Yes | New |  | 3 | -- | 80 | 125 | 0 | 0 | 0 | 0 | 0 | 0 |  | {717A5E55-FA52-4557-A27D-7A81BB3D129A}
BUS_CNODE_JCT__1464 | 10 | 100.0 | Yes | New |  | 3 | -- | 80 | 125 | 0 | 0 | 0 | 0 | 0 | 0 |  | {8F9B880C-9AF1-4411-8651-B117007FF6A2}
BUS_CNODE_JCT__1465 | 10 | 100.0 | Yes | New |  | 3 | -- | 80 | 125 | 0 | 0 | 0 | 0 | 0 | 0 |  | {78213B2D-DE2A-4493-9F9F-CAA2B7E8115C}
BUS_CNODE_JCT__1466 | 10 | 100.0 | Yes | New |  | 3 | -- | 80 | 125 | 0 | 0 | 0 | 0 | 0 | 0 |  | {CA2E88FD-E6CF-4238-8C68-118F476FBC5D}
BUS_CNODE_JCT__1467 | 10 | 100.0 | Yes | New |  | 3 | -- | 80 | 125 | 0 | 0 | 0 | 0 | 0 | 0 |  | {18C8CDBF-8244-48B9-8221-48501D1B6C07}
BUS_CNODE_JCT__1468 | 10 | 100.0 | Yes | New |  | 3 | -- | 80 | 125 | 0 | 0 | 0 | 0 | 0 | 0 |  | {EDB10EF5-B665-485D-94D4-449A1A3F0148}
BUS_CNODE_JCT__1469 | 10 | 100.0 | Yes | New |  | 3 | -- | 80 | 125 | 0 | 0 | 0 | 0 | 0 | 0 |  | {5D6C638A-9181-4487-97F9-A76A7974B19B}
BUS_CNODE_JCT__1470 | 10 | 100.0 | Yes | New |  | 3 | -- | 80 | 125 | 0 | 0 | 0 | 0 | 0 | 0 |  | {8EA9AEDE-729B-4CFC-904A-B5B1D67A3117}
BUS_CNODE_JCT__1471 | 10 | 100.0 | Yes | New |  | 3 | -- | 80 | 125 | 0 | 0 | 0 | 0 | 0 | 0 |  | {E7D0B100-6F0D-4411-9578-68C38D99DCCF}
BUS_CNODE_JCT__1472 | 10 | 100.0 | Yes | New |  | 3 | -- | 80 | 125 | 0 | 0 | 0 | 0 | 0 | 0 |  | {D7AA5C28-C67D-4EE7-BCF7-E7EEEF340F8E}
BUS_CNODE_JCT__1473 | 10 | 100.0 | Yes | New |  | 3 | -- | 80 | 125 | 0 | 0 | 0 | 0 | 0 | 0 |  | {21FB3B82-048C-4A9E-8700-C864FE46AB8A}
BUS_CNODE_JCT__1474 | 10 | 100.0 | Yes | New |  | 3 | -- | 80 | 125 | 0 | 0 | 0 | 0 | 0 | 0 |  | {9E859FF9-00DC-4C53-9313-2CFF3B599B0F}
BUS_CNODE_JCT__1475 | 10 | 100.0 | Yes | New |  | 3 | -- | 80 | 125 | 0 | 0 | 0 | 0 | 0 | 0 |  | {9FA1D092-695D-4359-8205-8EB9CA008B5C}
BUS_CNODE_JCT__1476 | 10 | 100.0 | Yes | New |  | 3 | -- | 80 | 125 | 0 | 0 | 0 | 0 | 0 | 0 |  | {42246F2C-224E-49FE-9B32-1F34B6030307}
BUS_CNODE_JCT__1477 | 10 | 100.0 | Yes | New |  | 3 | -- | 80 | 125 | 0 | 0 | 0 | 0 | 0 | 0 |  | {BB716F60-FA0F-4801-9B33-07649058B8EF}
BUS_CNODE_JCT__1478 | 10 | 100.0 | Yes | New |  | 3 | -- | 80 | 125 | 0 | 0 | 0 | 0 | 0 | 0 |  | {44A243DD-E19D-4783-86A7-253FF0994FBA}
BUS_CNODE_JCT__1479 | 10 | 100.0 | Yes | New |  | 3 | -- | 80 | 125 | 0 | 0 | 0 | 0 | 0 | 0 |  | {837EEC6E-024A-47F6-A3AC-AA75FBDBAF0D}
BUS_CNODE_JCT__1480 | 10 | 100.0 | Yes | New |  | 3 | -- | 80 | 125 | 0 | 0 | 0 | 0 | 0 | 0 |  | {371881FD-FB21-48CF-8801-D1E1CA9EFE41}
BUS_kV爱涛线亚都环网柜_203 | 10 | 100.0 | Yes | New |  | 3 | -- | 80 | 125 | 0 | 0 | 0 | 0 | 0 | 0 |  | {43FD6E48-48C4-4998-B344-BDDF2B50034B}
BUS_kV爱涛线腾亚环网柜_207 | 10 | 100.0 | Yes | New |  | 3 | -- | 80 | 125 | 0 | 0 | 0 | 0 | 0 | 0 |  | {BC44436A-83CC-4939-93DE-AAF55F18EE02}
BUS_line1_222 | 10 | 100.0 | Yes | New |  | 3 | -- | 80 | 125 | 0 | 0 | 0 | 0 | 0 | 0 |  | {58254A90-6227-4E82-91E9-496289EDCAF0}
BUS_line1_223 | 10 | 100.0 | Yes | New |  | 3 | -- | 80 | 125 | 0 | 0 | 0 | 0 | 0 | 0 |  | {1C0D43DF-5867-450F-A227-0594D15E971A}
BUS_line1_224 | 10 | 100.0 | Yes | New |  | 3 | -- | 80 | 125 | 0 | 0 | 0 | 0 | 0 | 0 |  | {102EA38F-7495-4156-BE05-CA37B711A55F}
BUS_line1_228 | 10 | 100.0 | Yes | New |  | 3 | -- | 80 | 125 | 0 | 0 | 0 | 0 | 0 | 0 |  | {62CD27C7-3812-4DAF-B1E4-DA12D6465DBD}
BUS_line1_230 | 10 | 100.0 | Yes | New |  | 3 | -- | 80 | 125 | 0 | 0 | 0 | 0 | 0 | 0 |  | {6128E9F6-64CD-4D9A-8F40-887F56675E8F}
BUS_line1_236 | 10 | 100.0 | Yes | New |  | 3 | -- | 80 | 125 | 0 | 0 | 0 | 0 | 0 | 0 |  | {1E237EDC-AEC8-466D-85F8-251F38FAB133}
BUS_line47_218 | 10 | 100.0 | Yes | New |  | 3 | -- | 80 | 125 | 0 | 0 | 0 | 0 | 0 | 0 |  | {031C27DB-847E-47AB-A371-B1F8B1B4F2D4}
BUS_V爱涛线1号环_79_1491 | 0.4 | 100.0 | Yes | New |  | 3 | -- | 80 | 125 | 0 | 0 | 0 | 0 | 0 | 0 |  | {9A96EF2B-D997-4F5D-BB5F-8A5D0C56D1EB}
BUS_V爱涛线3号环_83_1551 | 0.4 | 100.0 | Yes | New |  | 3 | -- | 80 | 125 | 0 | 0 | 0 | 0 | 0 | 0 |  | {C25AA52F-3B1E-41BB-8AED-771AEA1E7751}
BUS_V爱涛线4号环_79_1493 | 0.4 | 100.0 | Yes | New |  | 3 | -- | 80 | 125 | 0 | 0 | 0 | 0 | 0 | 0 |  | {DD5EB7DB-FA43-42C1-A506-4086F97F4318}
BUS_V爱涛线路灯所环网柜_204 | 10 | 100.0 | Yes | New |  | 3 | -- | 80 | 125 | 0 | 0 | 0 | 0 | 0 | 0 |  | {CDFB6B96-0C70-443A-A6D3-CFD3C177E5FF}
BUS_V苏源4号线2_83_1549 | 0.4 | 100.0 | Yes | New |  | 3 | -- | 80 | 125 | 0 | 0 | 0 | 0 | 0 | 0 |  | {9B56ED0E-43C3-40F1-86F0-279DBC7865BC}
BUS_V西花园线6号环网柜_209 | 10 | 100.0 | Yes | New |  | 3 | -- | 80 | 125 | 0 | 0 | 0 | 0 | 0 | 0 |  | {5A0D3F4E-0786-4777-B0BB-FC46CBCACE75}
BUS_九龙变_243 | 10 | 100.0 | Yes | New |  | 3 | -- | 80 | 125 | 0 | 0 | 0 | 0 | 0 | 0 |  | {5AF0E003-ED68-4455-9FC4-2F1F335725C0}
BUS_亚都天元居#1箱变_227 | 10 | 100.0 | Yes | New |  | 3 | -- | 80 | 125 | 0 | 0 | 0 | 0 | 0 | 0 |  | {55813485-2783-4685-98BC-F9E97190D217}
BUS_亚都天元居#3箱变_229 | 10 | 100.0 | Yes | New |  | 3 | -- | 80 | 125 | 0 | 0 | 0 | 0 | 0 | 0 |  | {5BF7B311-8D36-4572-B5DD-46430198D400}
BUS_元居#3箱变_816_1521 | 0.4 | 100.0 | Yes | New |  | 3 | -- | 80 | 125 | 0 | 0 | 0 | 0 | 0 | 0 |  | {046DC980-27BB-4B4E-AE19-BDE6F4454FFC}
BUS_元居#4箱变_815_1519 | 0.4 | 100.0 | Yes | New |  | 3 | -- | 80 | 125 | 0 | 0 | 0 | 0 | 0 | 0 |  | {F8AC9073-94D3-4006-B987-62837CB482C5}
BUS_元居1#配电所母线1_216 | 10 | 100.0 | Yes | New |  | 3 | -- | 80 | 125 | 0 | 0 | 0 | 0 | 0 | 0 |  | {F03AF197-C69B-4EAD-86C6-4A903AC0A1E8}
BUS_元居1#配电所母线2_217 | 10 | 100.0 | Yes | New |  | 3 | -- | 80 | 125 | 0 | 0 | 0 | 0 | 0 | 0 |  | {C11F273C-D7F4-46C0-8C22-63269D55E9E2}
BUS_元居1#配电所母线3_215 | 10 | 100.0 | Yes | New |  | 3 | -- | 80 | 125 | 0 | 0 | 0 | 0 | 0 | 0 |  | {B3E28061-5773-4340-A57A-9ED5BC0D81BF}
BUS_元居1#配电所母线4_214 | 10 | 100.0 | Yes | New |  | 3 | -- | 80 | 125 | 0 | 0 | 0 | 0 | 0 | 0 |  | {B0596DF1-3DAE-4404-9496-0F7B07972EF4}
BUS_区1变_811_1511 | 0.4 | 100.0 | Yes | New |  | 3 | -- | 80 | 125 | 0 | 0 | 0 | 0 | 0 | 0 |  | {D07F824F-0AAA-45CC-AF20-57F887B757EF}
BUS_区2变_817_1523 | 0.4 | 100.0 | Yes | New |  | 3 | -- | 80 | 125 | 0 | 0 | 0 | 0 | 0 | 0 |  | {60AB8D5B-4096-4950-9EE3-F729C37EDACA}
BUS_号环网柜（自）（气）_205 | 10 | 100.0 | Yes | New |  | 3 | -- | 80 | 125 | 0 | 0 | 0 | 0 | 0 | 0 |  | {9A2EFBAC-C0B4-4DBC-A05C-BB1044F4BA0C}
BUS_号线2号环网柜（自）_241 | 10 | 100.0 | Yes | New |  | 3 | -- | 80 | 125 | 0 | 0 | 0 | 0 | 0 | 0 |  | {77AF8C15-A77E-4392-8231-DACE9608AEF9}
BUS_小区#1箱变_813_1515 | 0.4 | 100.0 | Yes | New |  | 3 | -- | 80 | 125 | 0 | 0 | 0 | 0 | 0 | 0 |  | {FD6162AA-C9AF-49FA-AF58-E9E3D6404728}
BUS_小区#2箱变_812_1513 | 0.4 | 100.0 | Yes | New |  | 3 | -- | 80 | 125 | 0 | 0 | 0 | 0 | 0 | 0 |  | {7DCDF75F-BC69-4DD1-B604-D76FD02D76B6}
BUS_平花苑#3变高压母线_238 | 10 | 100.0 | Yes | New |  | 3 | -- | 80 | 125 | 0 | 0 | 0 | 0 | 0 | 0 |  | {154F8A04-5BF4-4360-82D4-0CF8B0938AE2}
BUS_平花苑#4变高压母线_239 | 10 | 100.0 | Yes | New |  | 3 | -- | 80 | 125 | 0 | 0 | 0 | 0 | 0 | 0 |  | {CFBD6017-EBC1-49C1-B014-2C4955B80E4C}
BUS_平花苑#5变高压母线_237 | 10 | 100.0 | Yes | New |  | 3 | -- | 80 | 125 | 0 | 0 | 0 | 0 | 0 | 0 |  | {17835611-D8C2-46FD-98E6-F4E6E684C51C}
BUS_涛线#2环网柜（自）_211 | 10 | 100.0 | Yes | New |  | 3 | -- | 80 | 125 | 0 | 0 | 0 | 0 | 0 | 0 |  | {603E2916-2280-4108-A72F-2C7DC942F689}
BUS_涛线3号环网柜（自）_242 | 10 | 100.0 | Yes | New |  | 3 | -- | 80 | 125 | 0 | 0 | 0 | 0 | 0 | 0 |  | {C98D126B-1EC6-4B6E-AAD3-8B9191FC8CA7}
BUS_涛线4号环网柜（自）_213 | 10 | 100.0 | Yes | New |  | 3 | -- | 80 | 125 | 0 | 0 | 0 | 0 | 0 | 0 |  | {4B0A7DCA-AD55-4B06-B788-EABC6ADCB784}
BUS_涛线颐秀居#1环网柜_210 | 10 | 100.0 | Yes | New |  | 3 | -- | 80 | 125 | 0 | 0 | 0 | 0 | 0 | 0 |  | {42024BB3-82C3-4FCE-9729-A12EB707B2A9}
BUS_爱涛线太平南区环网柜_208 | 10 | 100.0 | Yes | New |  | 3 | -- | 80 | 125 | 0 | 0 | 0 | 0 | 0 | 0 |  | {9C0BBBE9-A0BF-4C98-933E-2C4D4B186102}
BUS_爱涛线爱佛#2环网柜_212 | 10 | 100.0 | Yes | New |  | 3 | -- | 80 | 125 | 0 | 0 | 0 | 0 | 0 | 0 |  | {BAB2B983-2758-4B9B-89D4-5CDC655BAD92}
BUS_线太平花苑#1环网柜_202 | 10 | 100.0 | Yes | New |  | 3 | -- | 80 | 125 | 0 | 0 | 0 | 0 | 0 | 0 |  | {855699B5-C3C7-451B-B98D-7963E7057195}
BUS_线太平花苑#5环网柜_201 | 10 | 100.0 | Yes | New |  | 3 | -- | 80 | 125 | 0 | 0 | 0 | 0 | 0 | 0 |  | {B2AD1051-81B2-41C0-9447-E1235E85B54D}
BUS_航线#4环网柜（自）_200 | 10 | 100.0 | Yes | New |  | 3 | -- | 80 | 125 | 0 | 0 | 0 | 0 | 0 | 0 |  | {67D94F1B-CD62-4171-8EED-21CF45398DC8}
BUS_花苑#16变高压母线_221 | 10 | 100.0 | Yes | New |  | 3 | -- | 80 | 125 | 0 | 0 | 0 | 0 | 0 | 0 |  | {E611A2D7-E5EB-4161-B528-D5910D2A14BA}
BUS_花苑#8变高压母线1_233 | 10 | 100.0 | Yes | New |  | 3 | -- | 80 | 125 | 0 | 0 | 0 | 0 | 0 | 0 |  | {D7997EF6-6182-4253-BBEC-1B1D1232190D}
BUS_花苑#8变高压母线2_234 | 10 | 100.0 | Yes | New |  | 3 | -- | 80 | 125 | 0 | 0 | 0 | 0 | 0 | 0 |  | {FEBCEE71-2A9F-4D45-A032-E0E5CC5A94BF}
BUS_苑#16变1变_80_1499 | 0.4 | 100.0 | Yes | New |  | 3 | -- | 80 | 125 | 0 | 0 | 0 | 0 | 0 | 0 |  | {CF1DCAE4-AB8E-4369-B638-6F5FBE19C5DD}
BUS_苑#16变2变_80_1501 | 0.4 | 100.0 | Yes | New |  | 3 | -- | 80 | 125 | 0 | 0 | 0 | 0 | 0 | 0 |  | {C6A8A8EA-C3CB-4C1E-8175-971B663BB173}
BUS_苑#17变1变_80_1507 | 0.4 | 100.0 | Yes | New |  | 3 | -- | 80 | 125 | 0 | 0 | 0 | 0 | 0 | 0 |  | {B675CBA8-4328-48F9-A493-6CE28717D893}
BUS_苑#17变2变_81_1509 | 0.4 | 100.0 | Yes | New |  | 3 | -- | 80 | 125 | 0 | 0 | 0 | 0 | 0 | 0 |  | {4A36C9D4-7EDC-4165-A4D3-0D63719B46FD}
BUS_苑#5变1变_824_1537 | 0.4 | 100.0 | Yes | New |  | 3 | -- | 80 | 125 | 0 | 0 | 0 | 0 | 0 | 0 |  | {14B82558-0271-428B-B618-8201F552DA2B}
BUS_苑#5变2变_825_1539 | 0.4 | 100.0 | Yes | New |  | 3 | -- | 80 | 125 | 0 | 0 | 0 | 0 | 0 | 0 |  | {3A6B1EA7-25F3-4DE0-8F0A-47D06AA14CD5}
BUS_苑#7变高压间隔母线_235 | 10 | 100.0 | Yes | New |  | 3 | -- | 80 | 125 | 0 | 0 | 0 | 0 | 0 | 0 |  | {3B37FE9B-B4B6-462B-9E3C-493B230D2BAC}
BUS_苑#9变高压间隔母线_240 | 10 | 100.0 | Yes | New |  | 3 | -- | 80 | 125 | 0 | 0 | 0 | 0 | 0 | 0 |  | {4E828906-F90D-4161-A9C7-B50981CE222F}
BUS_苑10主变1变_80_1505 | 0.4 | 100.0 | Yes | New |  | 3 | -- | 80 | 125 | 0 | 0 | 0 | 0 | 0 | 0 |  | {035C65E5-997C-4838-9E70-3A41DEF607C6}
BUS_苑10主变2变_80_1503 | 0.4 | 100.0 | Yes | New |  | 3 | -- | 80 | 125 | 0 | 0 | 0 | 0 | 0 | 0 |  | {1A2325C4-4AEB-45AA-9358-5E87303AF28F}
BUS_苑3主变1变_826_1541 | 0.4 | 100.0 | Yes | New |  | 3 | -- | 80 | 125 | 0 | 0 | 0 | 0 | 0 | 0 |  | {4CDD39FA-DCE0-448D-ADDE-F297CD9CDAFC}
BUS_苑3主变2变_827_1489 | 0.4 | 100.0 | Yes | New |  | 3 | -- | 80 | 125 | 0 | 0 | 0 | 0 | 0 | 0 |  | {AF0FFF39-4631-4DF9-92BA-3EF02BF22BF4}
BUS_苑4主变1变_828_1543 | 0.4 | 100.0 | Yes | New |  | 3 | -- | 80 | 125 | 0 | 0 | 0 | 0 | 0 | 0 |  | {20426A9A-5CEF-4638-91E5-F54F5AF1396C}
BUS_苑4主变2变_829_1483 | 0.4 | 100.0 | Yes | New |  | 3 | -- | 80 | 125 | 0 | 0 | 0 | 0 | 0 | 0 |  | {5A990FC0-8E75-4DD1-882F-84D31410942F}
BUS_苑6主变_823_1535 | 0.4 | 100.0 | Yes | New |  | 3 | -- | 80 | 125 | 0 | 0 | 0 | 0 | 0 | 0 |  | {3F5DD9FF-B90C-4092-97E4-3C77DB16AEF0}
BUS_苑7主变_822_1533 | 0.4 | 100.0 | Yes | New |  | 3 | -- | 80 | 125 | 0 | 0 | 0 | 0 | 0 | 0 |  | {60B2230E-0F22-4027-9C68-D7B3A8657751}
BUS_苑8主变1变_820_1529 | 0.4 | 100.0 | Yes | New |  | 3 | -- | 80 | 125 | 0 | 0 | 0 | 0 | 0 | 0 |  | {9FB4F926-8B4F-41FD-A08A-6A8B784D8011}
BUS_苑8主变2变_821_1531 | 0.4 | 100.0 | Yes | New |  | 3 | -- | 80 | 125 | 0 | 0 | 0 | 0 | 0 | 0 |  | {C58FF018-284B-4B05-9236-FB86BF01C0AB}
BUS_苑9主变1变_830_1545 | 0.4 | 100.0 | Yes | New |  | 3 | -- | 80 | 125 | 0 | 0 | 0 | 0 | 0 | 0 |  | {54E34515-9B1F-474E-AA8A-683B100035D8}
BUS_苑9主变2变_831_1547 | 0.4 | 100.0 | Yes | New |  | 3 | -- | 80 | 125 | 0 | 0 | 0 | 0 | 0 | 0 |  | {DEE06FA2-82FA-47EE-B7C0-549477D1872F}
BUS_苑菜场配电所_804_1481 | 0.4 | 100.0 | Yes | New |  | 3 | -- | 80 | 125 | 0 | 0 | 0 | 0 | 0 | 0 |  | {BBE6772B-3978-44ED-8BAF-DE2E299341C6}
BUS_西花园线13号环网柜_206 | 10 | 100.0 | Yes | New |  | 3 | -- | 80 | 125 | 0 | 0 | 0 | 0 | 0 | 0 |  | {366C155F-B09E-4D71-BB4D-74B0364A11D8}
BUS_逸翠居小区#1箱变_226 | 10 | 100.0 | Yes | New |  | 3 | -- | 80 | 125 | 0 | 0 | 0 | 0 | 0 | 0 |  | {1843D255-A862-4AA1-B76D-356A260D6CF3}
BUS_逸翠居小区#2箱变_225 | 10 | 100.0 | Yes | New |  | 3 | -- | 80 | 125 | 0 | 0 | 0 | 0 | 0 | 0 |  | {6AF90F0E-0097-4ED5-ACDA-19BC201C7A2D}
BUS_都天元居开闭所（自）_219 | 10 | 100.0 | Yes | New |  | 3 | -- | 80 | 125 | 0 | 0 | 0 | 0 | 0 | 0 |  | {97EF3A0E-E0D0-4B57-B220-7E67FF27BA09}
BUS_都天元居开闭所（自）_220 | 10 | 100.0 | Yes | New |  | 3 | -- | 80 | 125 | 0 | 0 | 0 | 0 | 0 | 0 |  | {7F63E9B9-DCAA-4899-A7CB-64119D3BE805}
BUS_颐秀居#1变母线_231 | 10 | 100.0 | Yes | New |  | 3 | -- | 80 | 125 | 0 | 0 | 0 | 0 | 0 | 0 |  | {04F34B8A-AEFE-4F9A-A80F-991E2F4695F1}
BUS_颐秀居#2变母母线_232 | 10 | 100.0 | Yes | New |  | 3 | -- | 80 | 125 | 0 | 0 | 0 | 0 | 0 | 0 |  | {4403ABDE-D579-44E3-BAEB-2B6B6614815F}
Your Logo
Note on U8: Transmission=15 Sub Transmission=16 Primary UG=17 Primary OH=17 Secondary UG=18 Secondary OH=18 Load UG=19 Load OH=19 Street Light=20 None=21

## Cable
| Project | 0
| Location | 0
| Contract # | 0 | [6 empty] | Revision | Base
| Date | 2025-02-15 | [6 empty] | Config. | Normal
CABLE DATA
Equipment ID | No/Phase | In Service | State | Description | Phase | Wire Connection | From Element ID | To Element ID | Unit System (English or Metric) | Frequency (Hz) | Conductor Type (Al or Cu) | Installation (Mag/Non-Mag/Overhead) | Cable Voltage (kV) | % Class | Cable Source | Insulation | #/Cable | Cable Size | Library Unit Length | Library Length Unit | Base Temperature (ºC) | Temperature(ºC) | Cable Length | Cable Length Unit | Tolerance (%) | Temperature (ºC) |  | Cable Impedance per Conductor | [5 empty] | Impedance Unit |  |  | Comment | OTI GUID
[26 empty] | Min. | Max. | Positive Sequence |  |  | Zero Sequence |  |  | Type | per Unit Length |  |  |  | Layer | Feeder ID | Substation ID | Point1 |  | Point2 |  | Point3 |  | Point4
[22 empty] | Temperature(ºC) | [5 empty] | R | X | Y | R | X | Y |  | Value | Unit | [5 empty] | Xcoordinate1 | Ycoordinate1 | Xcoordinate2 | Ycoordinate2 | Xcoordinate3 | Ycoordinate3 | Xcoordinate3 | Ycoordinate3
[ID] | [PhaseValue] | _eF=IF(_eB[InService] = True, "Yes", "No") | [InServiceState] | [Description] | _eF=IF(_eN[Phase] = 0, "3", "1") | _eF=IF(_eN[Phase] = 1, CHOOSE((_eN[NumberOfWires]-1), "2", "3"), "--") | _eF=IF(TRIM(_eT[CONNECT_FromElement]) = "", _eT[FromBus], _eT[CONNECT_FromElement]) | _eF=IF(TRIM(_eT[CONNECT_ToElement1]) = "", _eT[ToBus], _eT[CONNECT_ToElement1]) | [CA_UnitSystem] | 60 | [CA_ConductorType] | [CA_Installation] | [CA_RatedkV] | [CA_PercentClass] | [CA_Source] | [CA_Insulation] | [CA_NoofConductors] | [CabSize] | [CA_Length] | [CA_UnitSystem] | [CA_Temperature] | [CA_TemperatureCode] | _eF=Round(_eN[LengthValue], 7) | [CableLengthUnit] | _eF=Round(_eN[Tolerance],2) | _eF=Round(_eN[MinTempValue], 1) | _eF=Round(_eN[MaxTempValue], 1) | _eF=Round(_eN[RPosValue], 3) | _eF=Round(_eN[XPosValue], 3) | _eF=Round(_eN[YPosValue], 5) | _eF=IF(_eN[Phase] = 0,Round(_eN[RZeroValue], 3),"--") | _eF=IF(_eN[Phase] = 0,Round(_eN[XZeroValue], 3),"--") | _eF=IF(_eN[Phase] = 0,Round(_eN[YZeroValue], 5),"--") | _eF=IF(_eN[ImpedanceUnits] = 0, "Ohms per", "Ohms") | _eF=IF(_eN[ImpedanceUnits] = 0,[OhmsPerLengthValue],"--") | _eF=IF(_eN[ImpedanceUnits] = 0,CHOOSE((_eN[OhmsPerLengthUnit] + 1), "ft", "mile", "m", "km"),"--") | [CommentText] | [OtiGUID]
CABLE_10kV爱涛线1号环_1081 | 1 | Yes | New |  | 3 | -- | BUS_CNODE_JCT__1324 | BUS_CNODE_JCT__1325 |  | 60 | [12 empty] | 19 | 0 | 0 | 75 | 75 | 0.343 | 0.115 | 0 | 0.545 | 0.292 | 0 | Ohms per | 1000 | ft |  | {0199FE9E-220E-4292-A862-3E7666458134}
CABLE_10kV爱涛线1号环_1082 | 1 | Yes | New |  | 3 | -- | BUS_CNODE_JCT__1326 | BUS_CNODE_JCT__1327 |  | 60 | [12 empty] | 8 | 0 | 0 | 75 | 75 | 0.343 | 0.115 | 0 | 0.545 | 0.292 | 0 | Ohms per | 1000 | ft |  | {5D70E857-D876-45E5-89E1-C022D58F8626}
CABLE_10kV爱涛线1号环_1104 | 1 | Yes | New |  | 3 | -- | BUS_CNODE_JCT__1357 | BUS_CNODE_JCT__1358 |  | 60 | [12 empty] | 5 | 0 | 0 | 75 | 75 | 0.064 | 0.089 | 0 | 0.102 | 0.227 | 0 | Ohms per | 1000 | ft |  | {095A7372-392C-4245-A6A0-37273C22CAF8}
CABLE_10kV爱涛线3号环_1093 | 1 | Yes | New |  | 3 | -- | BUS_CNODE_JCT__1341 | BUS_CNODE_JCT__1342 |  | 60 | [12 empty] | 327 | 0 | 0 | 75 | 75 | 0.343 | 0.115 | 0 | 0.545 | 0.292 | 0 | Ohms per | 1000 | ft |  | {69769C5B-3905-4B7B-BE30-4FD5A52EDAE5}
CABLE_3号环网柜111~站_1094 | 1 | Yes | New |  | 3 | -- | BUS_CNODE_JCT__1343 | BUS_平花苑#4变高压母线_239 |  | 60 | [12 empty] | 26 | 0 | 0 | 75 | 75 | 0.343 | 0.115 | 0 | 0.545 | 0.292 | 0 | Ohms per | 1000 | ft |  | {E3210119-9E2C-49E9-BE98-7F4151B93408}
CABLE_3号环网柜114~站_1102 | 1 | Yes | New |  | 3 | -- | BUS_CNODE_JCT__1354 | BUS_平花苑#5变高压母线_237 |  | 60 | [12 empty] | 321 | 0 | 0 | 75 | 75 | 0.343 | 0.115 | 0 | 0.545 | 0.292 | 0 | Ohms per | 1000 | ft |  | {0524A8C2-09A5-4207-BC85-116512AB7B7A}
CABLE_3号环网柜115~站_1114 | 1 | Yes | New |  | 3 | -- | BUS_CNODE_JCT__1373 | BUS_平花苑#3变高压母线_238 |  | 60 | [12 empty] | 187 | 0 | 0 | 75 | 75 | 0.343 | 0.115 | 0 | 0.545 | 0.292 | 0 | Ohms per | 1000 | ft |  | {D241E1F3-9863-4121-80F5-1B2092C9C801}
CABLE_GLT（A或B）F2_1054 | 1 | Yes | New |  | 3 | -- | BUS_CNODE_JCT__1287 | BUS_CNODE_JCT__1285 |  | 60 | [12 empty] | 42 | 0 | 0 | 75 | 75 | 0.064 | 0.089 | 0 | 0.102 | 0.227 | 0 | Ohms per | 1000 | ft |  | {AF111CCB-988B-4A05-9734-EF4656DB4ADB}
CABLE_GLTZ002-12_1053 | 1 | Yes | New |  | 3 | -- | BUS_CNODE_JCT__1285 | BUS_CNODE_JCT__1286 |  | 60 | [12 empty] | 241 | 0 | 0 | 75 | 75 | 0.064 | 0.089 | 0 | 0.102 | 0.227 | 0 | Ohms per | 1000 | ft |  | {BD07AC7C-5B77-4B43-8824-4BEB5A7BC6C3}
CABLE_LZDO07185~_1061 | 1 | Yes | New |  | 3 | -- | BUS_CNODE_JCT__1298 | BUS_CNODE_JCT__1296 |  | 60 | [12 empty] | 327 | 0 | 0 | 75 | 75 | 0.064 | 0.089 | 0 | 0.102 | 0.227 | 0 | Ohms per | 1000 | ft |  | {E3AF2B76-A6D2-46FB-8351-FD00D6042088}
CABLE_LZDO11242~_1073 | 1 | Yes | New |  | 3 | -- | BUS_CNODE_JCT__1314 | BUS_CNODE_JCT__1315 |  | 60 | [12 empty] | 163 | 0 | 0 | 75 | 75 | 0.06 | 0.088 | 0 | 0.1 | 0.21 | 0 | Ohms per | 1000 | ft |  | {78CA7A89-9907-4250-8878-DF1C848A0BC9}
CABLE_LZDO11350~_1062 | 1 | Yes | New |  | 3 | -- | BUS_CNODE_JCT__1298 | BUS_CNODE_JCT__1299 |  | 60 | [12 empty] | 176 | 0 | 0 | 75 | 75 | 0.343 | 0.115 | 0 | 0.545 | 0.292 | 0 | Ohms per | 1000 | ft |  | {48875648-56F8-4278-B0D7-4ADEA8A89DF8}
CABLE_LZDO18757~_1110 | 1 | Yes | New |  | 3 | -- | BUS_CNODE_JCT__1366 | BUS_CNODE_JCT__1367 |  | 60 | [12 empty] | 400 | 0 | 0 | 75 | 75 | 0.064 | 0.089 | 0 | 0.102 | 0.227 | 0 | Ohms per | 1000 | ft |  | {64BEF596-36AD-4F8A-8AE7-DEDD819482E7}
CABLE_LZDO18810~_1083 | 1 | Yes | New |  | 3 | -- | BUS_CNODE_JCT__1328 | BUS_CNODE_JCT__1329 |  | 60 | [12 empty] | 211 | 0 | 0 | 75 | 75 | 0.064 | 0.089 | 0 | 0.102 | 0.227 | 0 | Ohms per | 1000 | ft |  | {360C6445-A3B8-4325-890F-34664715153A}
CABLE_LZDO18816~_1055 | 1 | Yes | New |  | 3 | -- | BUS_CNODE_JCT__1288 | BUS_CNODE_JCT__1289 |  | 60 | [12 empty] | 10 | 0 | 0 | 75 | 75 | 0.064 | 0.089 | 0 | 0.102 | 0.227 | 0 | Ohms per | 1000 | ft |  | {8936D558-04A5-4367-BFDE-183EAD4C66BA}
CABLE_LZDO18835~_1076 | 1 | Yes | New |  | 3 | -- | BUS_CNODE_JCT__1318 | BUS_CNODE_JCT__1319 |  | 60 | [12 empty] | 179 | 0 | 0 | 75 | 75 | 0.064 | 0.089 | 0 | 0.102 | 0.227 | 0 | Ohms per | 1000 | ft |  | {83DA8D06-A5DC-42D9-84D7-A875229CCCCB}
CABLE_LZDO18836~_1064 | 1 | Yes | New |  | 3 | -- | BUS_CNODE_JCT__1302 | BUS_CNODE_JCT__1303 |  | 60 | [12 empty] | 11 | 0 | 0 | 75 | 75 | 0.343 | 0.115 | 0 | 0.545 | 0.292 | 0 | Ohms per | 1000 | ft |  | {725CD40A-E270-4603-8AD4-1AD47971CBA5}
CABLE_LZDO18840~_1101 | 1 | Yes | New |  | 3 | -- | BUS_CNODE_JCT__1352 | BUS_CNODE_JCT__1353 |  | 60 | [12 empty] | 8 | 0 | 0 | 75 | 75 | 0.064 | 0.089 | 0 | 0.102 | 0.227 | 0 | Ohms per | 1000 | ft |  | {D879A8D1-E8E1-4891-889E-6D0739C308A0}
CABLE_LZDO18850~_1069 | 1 | Yes | New |  | 3 | -- | BUS_CNODE_JCT__1310 | BUS_line47_218 |  | 60 | [12 empty] | 269 | 0 | 0 | 75 | 75 | 0.343 | 0.115 | 0 | 0.545 | 0.292 | 0 | Ohms per | 1000 | ft |  | {498B815E-B8FA-47B2-AF02-40F8C25722D4}
CABLE_LZDO18853~_1077 | 1 | Yes | New |  | 3 | -- | BUS_CNODE_JCT__1310 | BUS_CNODE_JCT__1320 |  | 60 | [12 empty] | 121 | 0 | 0 | 75 | 75 | 0.343 | 0.115 | 0 | 0.545 | 0.292 | 0 | Ohms per | 1000 | ft |  | {3E353ED0-4339-4A5E-8B1A-8A6B8C0D5821}
CABLE_LZDO18854~_1070 | 1 | Yes | New |  | 3 | -- | BUS_CNODE_JCT__1311 | BUS_花苑#8变高压母线1_233 |  | 60 | [12 empty] | 5 | 0 | 0 | 75 | 75 | 0.343 | 0.115 | 0 | 0.545 | 0.292 | 0 | Ohms per | 1000 | ft |  | {787488D2-90AF-432C-AA9D-9B61E1E1357A}
CABLE_LZDO18856~_1071 | 1 | Yes | New |  | 3 | -- | BUS_CNODE_JCT__1312 | BUS_苑#7变高压间隔母线_235 |  | 60 | [12 empty] | 21 | 0 | 0 | 75 | 75 | 0.494 | 0.123 | 0 | 0.785 | 0.312 | 0 | Ohms per | 1000 | ft |  | {638BA311-15F8-4117-BBCA-10319CD88A63}
CABLE_LZDO18858~_1095 | 1 | Yes | New |  | 3 | -- | BUS_CNODE_JCT__1344 | BUS_CNODE_JCT__1345 |  | 60 | [12 empty] | 152 | 0 | 0 | 75 | 75 | 0.128 | 0.099 | 0 | 0.204 | 0.25 | 0 | Ohms per | 1000 | ft |  | {66C2B49B-D1CE-4ED9-A9C4-F7767A3D3849}
CABLE_LZDO18860~_1072 | 1 | Yes | New |  | 3 | -- | BUS_CNODE_JCT__1313 | BUS_line1_236 |  | 60 | [12 empty] | 97 | 0 | 0 | 75 | 75 | 0.494 | 0.123 | 0 | 0.785 | 0.312 | 0 | Ohms per | 1000 | ft |  | {B621D8C2-86E3-479B-A587-D9535AB387EB}
CABLE_LZDO21822~_1107 | 1 | Yes | New |  | 3 | -- | BUS_CNODE_JCT__1362 | BUS_CNODE_JCT__1363 |  | 60 | [12 empty] | 20 | 0 | 0 | 75 | 75 | 0.064 | 0.089 | 0 | 0.102 | 0.227 | 0 | Ohms per | 1000 | ft |  | {E167BA02-C4AD-4E0E-9A56-D1614F90E809}
CABLE_LZDO27462~_1059 | 1 | Yes | New |  | 3 | -- | BUS_CNODE_JCT__1294 | BUS_CNODE_JCT__1295 |  | 60 | [12 empty] | 149 | 0 | 0 | 75 | 75 | 0.064 | 0.089 | 0 | 0.102 | 0.227 | 0 | Ohms per | 1000 | ft |  | {B7135698-637D-4DC8-A0C3-538094CABEF2}
CABLE_LZJO00644~_1060 | 1 | Yes | New |  | 3 | -- | BUS_CNODE_JCT__1296 | BUS_CNODE_JCT__1297 |  | 60 | [12 empty] | 333 | 0 | 0 | 75 | 75 | 0.064 | 0.089 | 0 | 0.102 | 0.227 | 0 | Ohms per | 1000 | ft |  | {5C4BCE78-0DF5-49DB-BB7E-3837B9D8DE5D}
CABLE_LZJO02124~_1051 | 1 | Yes | New |  | 3 | -- | BUS_CNODE_JCT__1282 | BUS_CNODE_JCT__1283 |  | 60 | [12 empty] | 434 | 0 | 0 | 75 | 75 | 0.064 | 0.089 | 0 | 0.102 | 0.227 | 0 | Ohms per | 1000 | ft |  | {71BA42A9-5AA8-4D0B-BA3B-BF123D322A30}
CABLE_爱涛线12~站外-电_1112 | 1 | Yes | New |  | 3 | -- | BUS_CNODE_JCT__1370 | BUS_CNODE_JCT__1371 |  | 60 | [12 empty] | 137 | 0 | 0 | 75 | 75 | 0.064 | 0.089 | 0 | 0.102 | 0.227 | 0 | Ohms per | 1000 | ft |  | {23223786-0260-4573-A111-A1C175485FCA}
CABLE_爱涛线4号环网柜10_1091 | 1 | Yes | New |  | 3 | -- | BUS_CNODE_JCT__1339 | BUS_CNODE_JCT__1338 |  | 60 | [12 empty] | 445 | 0 | 0 | 75 | 75 | 0.064 | 0.089 | 0 | 0.102 | 0.227 | 0 | Ohms per | 1000 | ft |  | {7FD553F3-BF8B-473F-8788-CDA17A154B2F}
CABLE_站外-电缆中间接头~_1067 | 1 | Yes | New |  | 3 | -- | BUS_CNODE_JCT__1307 | BUS_CNODE_JCT__1308 |  | 60 | [12 empty] | 430 | 0 | 0 | 75 | 75 | 0.064 | 0.089 | 0 | 0.102 | 0.227 | 0 | Ohms per | 1000 | ft |  | {DDF1C006-7333-41A3-ADFF-E0AA039A05C7}
CABLE_站外-电缆中间接头~_1068 | 1 | Yes | New |  | 3 | -- | BUS_CNODE_JCT__1309 | BUS_CNODE_JCT__1307 |  | 60 | [12 empty] | 430 | 0 | 0 | 75 | 75 | 0.064 | 0.089 | 0 | 0.102 | 0.227 | 0 | Ohms per | 1000 | ft |  | {F916FBA5-E859-49F5-80FF-64F5D87D710B}
CABLE_站外-电缆中间接头~_1078 | 1 | Yes | New |  | 3 | -- | BUS_CNODE_JCT__1321 | BUS_CNODE_JCT__1309 |  | 60 | [12 empty] | 430 | 0 | 0 | 75 | 75 | 0.064 | 0.089 | 0 | 0.102 | 0.227 | 0 | Ohms per | 1000 | ft |  | {6256F6FE-DE95-41BF-863D-CC4C9216514C}
CABLE_站外-电缆中间接头~_1088 | 1 | Yes | New |  | 3 | -- | BUS_CNODE_JCT__1335 | BUS_CNODE_JCT__1336 |  | 60 | [12 empty] | 490 | 0 | 0 | 75 | 75 | 0.064 | 0.089 | 0 | 0.102 | 0.227 | 0 | Ohms per | 1000 | ft |  | {4BAA9760-C3B0-4CBC-BFEF-3491A28CD7E5}
CABLE_站外-电缆中间接头~_1089 | 1 | Yes | New |  | 3 | -- | BUS_CNODE_JCT__1337 | BUS_CNODE_JCT__1335 |  | 60 | [12 empty] | 430 | 0 | 0 | 75 | 75 | 0.064 | 0.089 | 0 | 0.102 | 0.227 | 0 | Ohms per | 1000 | ft |  | {AEE450A3-CB76-46D2-93C7-38CD45C12099}
CABLE_站外-电缆中间接头~_1090 | 1 | Yes | New |  | 3 | -- | BUS_CNODE_JCT__1338 | BUS_CNODE_JCT__1337 |  | 60 | [12 empty] | 430 | 0 | 0 | 75 | 75 | 0.064 | 0.089 | 0 | 0.102 | 0.227 | 0 | Ohms per | 1000 | ft |  | {4BDED3AF-47BC-47D0-96BA-AA08E2341A9F}
CABLE_站外-电缆中间接头~_1092 | 1 | Yes | New |  | 3 | -- | BUS_CNODE_JCT__1308 | BUS_CNODE_JCT__1340 |  | 60 | [12 empty] | 385 | 0 | 0 | 75 | 75 | 0.064 | 0.089 | 0 | 0.102 | 0.227 | 0 | Ohms per | 1000 | ft |  | {625C0601-AA73-4FDF-A250-48C46FDD0853}
CABLE_站外-电缆中间接头~_1105 | 1 | Yes | New |  | 3 | -- | BUS_CNODE_JCT__1359 | BUS_CNODE_JCT__1360 |  | 60 | [12 empty] | 223 | 0 | 0 | 75 | 75 | 0.098 | 0.095 | 0 | 0.156 | 0.242 | 0 | Ohms per | 1000 | ft |  | {2214F550-C092-4283-930A-0BA8E0C4A3B1}
CABLE_站外-电缆中间接头1_1086 | 1 | Yes | New |  | 3 | -- | BUS_CNODE_JCT__1332 | BUS_CNODE_JCT__1333 |  | 60 | [12 empty] | 173 | 0 | 0 | 75 | 75 | 0.064 | 0.089 | 0 | 0.102 | 0.227 | 0 | Ohms per | 1000 | ft |  | {A78573F8-E26F-49C5-A940-6FE65A9BBF73}
CABLE_站外-电缆中间接头1_1113 | 1 | Yes | New |  | 3 | -- | BUS_CNODE_JCT__1333 | BUS_CNODE_JCT__1372 |  | 60 | [12 empty] | 270 | 0 | 0 | 75 | 75 | 0.064 | 0.089 | 0 | 0.102 | 0.227 | 0 | Ohms per | 1000 | ft |  | {B5C4E9F7-35EC-4E15-B6C0-2CB4E9EB94B2}
CABLE_站外-电缆终端头~L_1052 | 1 | Yes | New |  | 3 | -- | BUS_CNODE_JCT__1284 | BUS_CNODE_JCT__1282 |  | 60 | [12 empty] | 204 | 0 | 0 | 75 | 75 | 0.064 | 0.089 | 0 | 0.102 | 0.227 | 0 | Ohms per | 1000 | ft |  | {429D6C7B-D006-4146-B888-A0CEC9AA0B1C}
CABLE_站外-电缆终端头~L_1066 | 1 | Yes | New |  | 3 | -- | BUS_CNODE_JCT__1305 | BUS_CNODE_JCT__1306 |  | 60 | [12 empty] | 257 | 0 | 0 | 75 | 75 | 0.343 | 0.115 | 0 | 0.545 | 0.292 | 0 | Ohms per | 1000 | ft |  | {5CA7DF97-B905-4114-A77E-F2C1BE142CE5}
CABLE_站外-电缆终端头~L_1080 | 1 | Yes | New |  | 3 | -- | BUS_CNODE_JCT__1322 | BUS_CNODE_JCT__1323 |  | 60 | [12 empty] | 241 | 0 | 0 | 75 | 75 | 0.196 | 0.105 | 0 | 0.312 | 0.267 | 0 | Ohms per | 1000 | ft |  | {1A7723EE-7588-4456-92A2-5348B1BB2312}
CABLE_站外-电缆终端头~L_1103 | 1 | Yes | New |  | 3 | -- | BUS_CNODE_JCT__1355 | BUS_CNODE_JCT__1356 |  | 60 | [12 empty] | 205 | 0 | 0 | 75 | 75 | 0.343 | 0.115 | 0 | 0.545 | 0.292 | 0 | Ohms per | 1000 | ft |  | {DC5F8562-369F-4B05-87A8-978B76C9D8BD}
CABLE_站外-电缆终端头~L_1174 | 1 | Yes | New |  | 3 | -- | BUS_CNODE_JCT__1423 | BUS_CNODE_JCT__1464 |  | 60 | [12 empty] | 307 | 0 | 0 | 75 | 75 | 0.248 | 0.109 | 0 | 0.394 | 0.277 | 0 | Ohms per | 1000 | ft |  | {E6177FDF-A4E1-4665-A94F-CABCD1C90425}
CABLE_站外-电缆终端头~爱_1111 | 1 | Yes | New |  | 3 | -- | BUS_CNODE_JCT__1368 | BUS_CNODE_JCT__1369 |  | 60 | [12 empty] | 25 | 0 | 0 | 75 | 75 | 0.064 | 0.089 | 0 | 0.102 | 0.227 | 0 | Ohms per | 1000 | ft |  | {90B8979C-24F5-4945-B011-78E2A6A3D174}
CABLE_站外-电缆终端头~站_1049 | 1 | Yes | New |  | 3 | -- | BUS_CNODE_JCT__1278 | BUS_CNODE_JCT__1279 |  | 60 | [12 empty] | 58 | 0 | 0 | 75 | 75 | 0.343 | 0.115 | 0 | 0.545 | 0.292 | 0 | Ohms per | 1000 | ft |  | {7511FB47-5D28-4117-82E8-FF49EF9CEECC}
CABLE_站外-电缆终端头~站_1050 | 1 | Yes | New |  | 3 | -- | BUS_CNODE_JCT__1280 | BUS_CNODE_JCT__1281 |  | 60 | [12 empty] | 53 | 0 | 0 | 75 | 75 | 0.343 | 0.115 | 0 | 0.545 | 0.292 | 0 | Ohms per | 1000 | ft |  | {7D21A0EA-BF91-4AEE-940F-ACEFD0431D2B}
CABLE_站外-电缆终端头~站_1057 | 1 | Yes | New |  | 3 | -- | BUS_CNODE_JCT__1292 | BUS_line1_224 |  | 60 | [12 empty] | 7 | 0 | 0 | 75 | 75 | 0.343 | 0.115 | 0 | 0.545 | 0.292 | 0 | Ohms per | 1000 | ft |  | {67A1EF8E-55B1-48A2-A917-BF19A6F35A69}
CABLE_站外-电缆终端头~站_1058 | 1 | Yes | New |  | 3 | -- | BUS_CNODE_JCT__1293 | BUS_line1_230 |  | 60 | [12 empty] | 9 | 0 | 0 | 75 | 75 | 0.343 | 0.115 | 0 | 0.545 | 0.292 | 0 | Ohms per | 1000 | ft |  | {D8B931E8-0F10-45CF-BD70-DDEC27258CCE}
CABLE_站外-电缆终端头~站_1065 | 1 | Yes | New |  | 3 | -- | BUS_CNODE_JCT__1304 | BUS_亚都天元居#1箱变_227 |  | 60 | [12 empty] | 133 | 0 | 0 | 75 | 75 | 0.343 | 0.115 | 0 | 0.545 | 0.292 | 0 | Ohms per | 1000 | ft |  | {E93C89C9-5BFA-40E6-9FD1-3F9D98F8BC61}
CABLE_站外-电缆终端头~站_1074 | 1 | Yes | New |  | 3 | -- | BUS_CNODE_JCT__1316 | BUS_颐秀居#1变母线_231 |  | 60 | [12 empty] | 76 | 0 | 0 | 75 | 75 | 0.343 | 0.115 | 0 | 0.545 | 0.292 | 0 | Ohms per | 1000 | ft |  | {645BCFD6-DE8E-4BFF-BFAB-526F15FE43C4}
CABLE_站外-电缆终端头~站_1075 | 1 | Yes | New |  | 3 | -- | BUS_CNODE_JCT__1317 | BUS_颐秀居#2变母母线_232 |  | 60 | [12 empty] | 64 | 0 | 0 | 75 | 75 | 0.343 | 0.115 | 0 | 0.545 | 0.292 | 0 | Ohms per | 1000 | ft |  | {4FBF79EA-411F-46CC-87DE-FA972E21776B}
CABLE_站外-电缆终端头~站_1084 | 1 | Yes | New |  | 3 | -- | BUS_CNODE_JCT__1330 | BUS_line1_228 |  | 60 | [12 empty] | 200 | 0 | 0 | 75 | 75 | 0.343 | 0.115 | 0 | 0.545 | 0.292 | 0 | Ohms per | 1000 | ft |  | {18A653ED-EC33-4FDD-A218-0A5B07155478}
CABLE_站外-电缆终端头~站_1085 | 1 | Yes | New |  | 3 | -- | BUS_CNODE_JCT__1331 | BUS_亚都天元居#3箱变_229 |  | 60 | [12 empty] | 198 | 0 | 0 | 75 | 75 | 0.343 | 0.115 | 0 | 0.545 | 0.292 | 0 | Ohms per | 1000 | ft |  | {36D66D6A-BCF3-4054-8639-8B7C98F0CA23}
CABLE_站外-电缆终端头~站_1096 | 1 | Yes | New |  | 3 | -- | BUS_CNODE_JCT__1346 | BUS_苑#9变高压间隔母线_240 |  | 60 | [12 empty] | 49 | 0 | 0 | 75 | 75 | 0.248 | 0.109 | 0 | 0.394 | 0.277 | 0 | Ohms per | 1000 | ft |  | {ED1B1ECD-68F2-4E0B-9C2A-D665D142EA69}
CABLE_站外-电缆终端头~站_1097 | 1 | Yes | New |  | 3 | -- | BUS_CNODE_JCT__1347 | BUS_line1_223 |  | 60 | [12 empty] | 13 | 0 | 0 | 75 | 75 | 0.248 | 0.109 | 0 | 0.394 | 0.277 | 0 | Ohms per | 1000 | ft |  | {A6F7AA10-1CB5-418F-B507-2068E502EF24}
CABLE_站外-电缆终端头~站_1098 | 1 | Yes | New |  | 3 | -- | BUS_CNODE_JCT__1348 | BUS_花苑#16变高压母线_221 |  | 60 | [12 empty] | 165 | 0 | 0 | 75 | 75 | 0.248 | 0.109 | 0 | 0.394 | 0.277 | 0 | Ohms per | 1000 | ft |  | {82B4CADB-0C62-434E-B594-67EFA73756F7}
CABLE_站外-电缆终端头~站_1099 | 1 | Yes | New |  | 3 | -- | BUS_CNODE_JCT__1349 | BUS_CNODE_JCT__1350 |  | 60 | [12 empty] | 296 | 0 | 0 | 75 | 75 | 0.064 | 0.089 | 0 | 0.102 | 0.227 | 0 | Ohms per | 1000 | ft |  | {DAC706D7-6C31-4533-A38A-B90B99BE5D4E}
CABLE_站外-电缆终端头~站_1100 | 1 | Yes | New |  | 3 | -- | BUS_CNODE_JCT__1351 | BUS_line1_222 |  | 60 | [12 empty] | 124 | 0 | 0 | 75 | 75 | 0.248 | 0.109 | 0 | 0.394 | 0.277 | 0 | Ohms per | 1000 | ft |  | {065BF479-7E0D-4017-84A9-E0C837F10D75}
CABLE_站外-电缆终端头~站_1106 | 1 | Yes | New |  | 3 | -- | BUS_CNODE_JCT__1361 | BUS_CNODE_JCT__1359 |  | 60 | [12 empty] | 12 | 0 | 0 | 75 | 75 | 0.064 | 0.089 | 0 | 0.102 | 0.227 | 0 | Ohms per | 1000 | ft |  | {ED1A7BBC-C55C-46B4-AC4A-D46060C40AF4}
CABLE_站外-电缆终端头~站_1108 | 1 | Yes | New |  | 3 | -- | BUS_元居1#配电所母线1_216 | BUS_CNODE_JCT__1364 |  | 60 | [12 empty] | 217 | 0 | 0 | 75 | 75 | 0.343 | 0.115 | 0 | 0.545 | 0.292 | 0 | Ohms per | 1000 | ft |  | {D05A7596-3E97-4B15-AAED-766BE118D74F}
CABLE_站外-电缆终端头~站_1109 | 1 | Yes | New |  | 3 | -- | BUS_CNODE_JCT__1365 | BUS_元居1#配电所母线2_217 |  | 60 | [12 empty] | 202 | 0 | 0 | 75 | 75 | 0.343 | 0.115 | 0 | 0.545 | 0.292 | 0 | Ohms per | 1000 | ft |  | {66990B6F-EB76-4C96-93F4-80A8923DAC10}
CABLE_站外-电缆终端头18_1079 | 1 | Yes | New |  | 3 | -- | BUS_CNODE_JCT__1277 | BUS_CNODE_JCT__1321 |  | 60 | [12 empty] | 540 | 0 | 0 | 75 | 75 | 0.064 | 0.089 | 0 | 0.102 | 0.227 | 0 | Ohms per | 1000 | ft |  | {B3067146-CC5A-4336-BB4A-FB4996EEE90E}
CABLE_站外-电缆终端头18_1087 | 1 | Yes | New |  | 3 | -- | BUS_CNODE_JCT__1334 | BUS_CNODE_JCT__1332 |  | 60 | [12 empty] | 217 | 0 | 0 | 75 | 75 | 0.064 | 0.089 | 0 | 0.102 | 0.227 | 0 | Ohms per | 1000 | ft |  | {63A1E462-75F7-4F4A-A244-7AA1D5539267}
CABLE_站外-电缆终端头24_1063 | 1 | Yes | New |  | 3 | -- | BUS_CNODE_JCT__1300 | BUS_CNODE_JCT__1301 |  | 60 | [12 empty] | 10 | 0 | 0 | 75 | 75 | 0.064 | 0.089 | 0 | 0.102 | 0.227 | 0 | Ohms per | 1000 | ft |  | {AF5132CD-F33A-4429-80F8-0C8AB9E4231F}
CABLE_能瑞充电一~南京能瑞_1171 | 1 | Yes | New |  | 3 | -- | BUS_CNODE_JCT__1462 | BUS_CNODE_JCT__1463 |  | 60 | [12 empty] | 90 | 0 | 0 | 75 | 75 | 0.248 | 0.109 | 0 | 0.394 | 0.277 | 0 | Ohms per | 1000 | ft |  | {0ED77A13-50D6-467B-A289-29EA5EA86AE1}
CABLE_隐龙山支4~江宁经济_1056 | 1 | Yes | New |  | 3 | -- | BUS_CNODE_JCT__1290 | BUS_CNODE_JCT__1291 |  | 60 | [12 empty] | 17 | 0 | 0 | 75 | 75 | 0.343 | 0.115 | 0 | 0.545 | 0.292 | 0 | Ohms per | 1000 | ft |  | {B7FA9D77-F771-4FD7-8774-0B4000454D05}
CABLE_高湖路灯~开发总公司_1176 | 1 | Yes | New |  | 3 | -- | BUS_CNODE_JCT__1465 | BUS_CNODE_JCT__1473 |  | 60 | [12 empty] | 40 | 0 | 0 | 75 | 75 | 0.343 | 0.115 | 0 | 0.545 | 0.292 | 0 | Ohms per | 1000 | ft |  | {840F4471-CC72-4829-AD19-5D74CBEED858}
Your Logo
Note on AN8: Transmission=15 Sub Transmission=16 Primary UG=17 Primary OH=17 Secondary UG=18 Secondary OH=18 Load UG=19 Load OH=19 Street Light=20 None=21

## Transmission Line
| Project | 0
| Location | 0
| Contract # | 0 | [11 empty] | Revision | Base
| Date | 2025-02-15 | [11 empty] | Config. | Normal
TRANSMISSION LINE DATA
Equipment ID | Length | Length Unit | Tolerance (%) | In Service | State | Phase | Description | From Element ID | To Element ID | Phase Conductor Library Data | [5 empty] | Ground Conductor Library Data | [5 empty] | General Configuration | [9 empty] | Transposed | Condutors/phase | Separation (inch) | Temperature |  |  |  | Impedance per conductor | [11 empty] | Impedance Unit |  |  | Comment | OTI GUID
[10 empty] | Unit System (English or Metric) | Frequency (Hz) | Conductor Source | Conductor Type | Temperature(ºC) | kcmil Code | Unit System (English or Metric) | Frequency (Hz) | Conductor Source | Conductor Type | Temperature(ºC) | kcmil Code | PhaseA Coordinates |  | PhaseB Coordinates |  | PhaseC Coordinates |  | Ground Conductor 1 |  | Ground Conductor 2 |  |  |  |  | Base T1 (°C) | Base T2 (°C) | Minimum (°C) | Maximum (°C) | Positive |  |  |  | Negative |  |  |  | Zero |  |  |  | Type | per Unit Length |  |  |  | Layer | Feeder ID | Substation ID | Point1 |  | Point2 |  | Point3 |  | Point4
[22 empty] | X | Y | X | Y | X | Y | X | Y | X | Y | [7 empty] | R1 | R2 | X | Y | R1 | R2 | X | Y | R1 | R2 | X | Y |  | Value | Unit | [5 empty] | Xcoordinate1 | Ycoordinate1 | Xcoordinate2 | Ycoordinate2 | Xcoordinate3 | Ycoordinate3 | Xcoordinate4 | Ycoordinate4
[ID] | _eF=Round(_eN[Length], 1) | _eF=CHOOSE(_eN[LengthUnit] + 1, "ft", "mile", "m", "km") | _eF=Round(_eN[Tolerance], 1) | _eF=IF(_eB[InService] = True, "Yes", "No") | [InServiceState] | _eF=IF(_eN[Phase] = 0, "3", "1") | [Description] | _eF=IF(TRIM(_eT[CONNECT_FromElement]) = "", _eT[FromBus], _eT[CONNECT_FromElement]) | _eF=IF(TRIM(_eT[CONNECT_ToElement1]) = "", _eT[ToBus], _eT[CONNECT_ToElement1]) | [XL_P_UnitSystem] | [XL_P_Frequency] | [XL_P_Source] | [XL_P_ConductorType] | [XL_P_Temperature] | [CondLibCode] | [XL_G_UnitSystem] | [XL_G_Frequency] | [XL_G_Source] | [XL_G_ConductorType] | [XL_G_Temperature] | [GroundWireLibCode] | _eF=IF(_eN[ConfigType]=5, Round(_eN[PhaseAX], 3),"--") | _eF=IF(_eN[ConfigType]=5, Round(_eN[PhaseAY], 3),"--") | _eF=IF(_eN[ConfigType]=5, Round(_eN[PhaseBX], 3),"--") | _eF=IF(_eN[ConfigType]=5, Round(_eN[PhaseBY], 3),"--") | _eF=IF(_eN[ConfigType]=5, Round(_eN[PhaseCX], 3),"--") | _eF=IF(_eN[ConfigType]=5, Round(_eN[PhaseCY], 3),"--") | _eF=IF(_eN[GroundG1Check]=1, Round(_eN[GroundG1X], 3),"--") | _eF=IF(_eN[GroundG1Check]=1, Round(_eN[GroundG1Y], 3),"--") | _eF=IF(_eN[GroundG2Check]=1, Round(_eN[GroundG2X], 3),"--") | _eF=IF(_eN[GroundG2Check]=1, Round(_eN[GroundG2Y], 3),"--") | [Transposed] | [CondPerPhase] | [LineSeparation] | _eF=Round(_eN[BaseTemp1], 0) | _eF=Round(_eN[BaseTemp2], 0) | _eF=Round(_eN[MinTemp], 0) | _eF=Round(_eN[MaxTemp], 0) | _eF=Fixed(_eN[RPos], 1) | _eF=Fixed(_eN[RPos2], 1) | _eF=Fixed(_eN[XPos], 1) | _eF=Fixed(_eN[YPos], 1) | _eF=Fixed(_eN[RNeg], 1) | _eF=Fixed(_eN[RNeg2], 1) | _eF=Fixed(_eN[XNeg], 1) | _eF=Fixed(_eN[YNeg], 1) | _eF=Fixed(_eN[RZero], 1) | _eF=Fixed(_eN[RZero2], 1) | _eF=Fixed(_eN[XZero], 1) | _eF=Fixed(_eN[YZero], 1) | _eF=CHOOSE(_eN[UnitSystem] + 1, "Ohms per", "Ohms") | _eF=IF(_eN[UnitSystem] = 0,Round(_eN[PerLength], 0),"--") | _eF=IF(_eN[UnitSystem] = 0,CHOOSE((_eN[PerLengthUnit] + 1), "ft", "mile", "m", "km"),"--") | [CommentText] | [OtiGUID]
XLINE_爱涛线01-1~爱涛_1115 | 40 | m | 0 | Yes | New | 3 |  | BUS_CNODE_JCT__1374 | BUS_CNODE_JCT__1366 | [12 empty] | -- | -- | -- | -- | -- | -- | -- | -- | -- | -- | 0 | 1 | 0 | 75 | 75 | 75 | 75 | 0.4 | 0.4 | 0.3 | 0.0 | 0.4 | 0.4 | 0.3 | 0.0 | 0.4 | 0.4 | 0.9 | 0.0 | Ohms per | 1 | mile |  | {C8EB4159-68A7-45E2-8B5D-E31649CAFA66}
XLINE_爱涛线02~爱涛线0_1116 | 50 | m | 0 | Yes | New | 3 |  | BUS_CNODE_JCT__1375 | BUS_CNODE_JCT__1374 | [12 empty] | -- | -- | -- | -- | -- | -- | -- | -- | -- | -- | 0 | 1 | 0 | 75 | 75 | 75 | 75 | 0.4 | 0.4 | 0.3 | 0.0 | 0.4 | 0.4 | 0.3 | 0.0 | 0.4 | 0.4 | 0.9 | 0.0 | Ohms per | 1 | mile |  | {E2FFD548-AFB1-44F5-920E-C0163D3CF828}
XLINE_爱涛线03~爱涛线0_1117 | 15 | m | 0 | Yes | New | 3 |  | BUS_CNODE_JCT__1376 | BUS_CNODE_JCT__1375 | [12 empty] | -- | -- | -- | -- | -- | -- | -- | -- | -- | -- | 0 | 1 | 0 | 75 | 75 | 75 | 75 | 0.4 | 0.4 | 0.3 | 0.0 | 0.4 | 0.4 | 0.3 | 0.0 | 0.4 | 0.4 | 0.9 | 0.0 | Ohms per | 1 | mile |  | {5E0DB6D3-B46F-4176-9BF3-AAC58DD8EF66}
XLINE_爱涛线04~爱涛线0_1118 | 46 | m | 0 | Yes | New | 3 |  | BUS_CNODE_JCT__1377 | BUS_CNODE_JCT__1376 | [12 empty] | -- | -- | -- | -- | -- | -- | -- | -- | -- | -- | 0 | 1 | 0 | 75 | 75 | 75 | 75 | 0.4 | 0.4 | 0.3 | 0.0 | 0.4 | 0.4 | 0.3 | 0.0 | 0.4 | 0.4 | 0.9 | 0.0 | Ohms per | 1 | mile |  | {F367F7D6-7594-4263-998A-D6C73B6CA1B1}
XLINE_爱涛线05~爱涛线0_1119 | 50 | m | 0 | Yes | New | 3 |  | BUS_CNODE_JCT__1378 | BUS_CNODE_JCT__1377 | [12 empty] | -- | -- | -- | -- | -- | -- | -- | -- | -- | -- | 0 | 1 | 0 | 75 | 75 | 75 | 75 | 0.4 | 0.4 | 0.3 | 0.0 | 0.4 | 0.4 | 0.3 | 0.0 | 0.4 | 0.4 | 0.9 | 0.0 | Ohms per | 1 | mile |  | {7F08CD51-8F98-4ADA-B5B1-CA4356C6A783}
XLINE_爱涛线06~爱涛线0_1120 | 50 | m | 0 | Yes | New | 3 |  | BUS_CNODE_JCT__1379 | BUS_CNODE_JCT__1378 | [12 empty] | -- | -- | -- | -- | -- | -- | -- | -- | -- | -- | 0 | 1 | 0 | 75 | 75 | 75 | 75 | 0.4 | 0.4 | 0.3 | 0.0 | 0.4 | 0.4 | 0.3 | 0.0 | 0.4 | 0.4 | 0.9 | 0.0 | Ohms per | 1 | mile |  | {67FC4E29-F1B7-4EF5-B74F-27C570C64910}
XLINE_爱涛线06-1~爱涛_1121 | 12 | m | 0 | Yes | New | 3 |  | BUS_CNODE_JCT__1380 | BUS_CNODE_JCT__1379 | [12 empty] | -- | -- | -- | -- | -- | -- | -- | -- | -- | -- | 0 | 1 | 0 | 75 | 75 | 75 | 75 | 0.4 | 0.4 | 0.3 | 0.0 | 0.4 | 0.4 | 0.3 | 0.0 | 0.4 | 0.4 | 0.9 | 0.0 | Ohms per | 1 | mile |  | {23CA9DF6-EE8C-4DC8-B2ED-D4F3C5827589}
XLINE_爱涛线07~爱涛线0_1122 | 3 | m | 0 | Yes | New | 3 |  | BUS_CNODE_JCT__1381 | BUS_CNODE_JCT__1380 | [12 empty] | -- | -- | -- | -- | -- | -- | -- | -- | -- | -- | 0 | 1 | 0 | 75 | 75 | 75 | 75 | 0.4 | 0.4 | 0.3 | 0.0 | 0.4 | 0.4 | 0.3 | 0.0 | 0.4 | 0.4 | 0.9 | 0.0 | Ohms per | 1 | mile |  | {1845DECF-0A79-4639-A881-BEA098B2A986}
XLINE_爱涛线08~爱涛线0_1123 | 50 | m | 0 | Yes | New | 3 |  | BUS_CNODE_JCT__1382 | BUS_CNODE_JCT__1381 | [12 empty] | -- | -- | -- | -- | -- | -- | -- | -- | -- | -- | 0 | 1 | 0 | 75 | 75 | 75 | 75 | 0.4 | 0.4 | 0.3 | 0.0 | 0.4 | 0.4 | 0.3 | 0.0 | 0.4 | 0.4 | 0.9 | 0.0 | Ohms per | 1 | mile |  | {27864704-7C68-49C5-8194-31F84223F9E7}
XLINE_爱涛线09~爱涛线0_1172 | 50 | m | 0 | Yes | New | 3 |  | BUS_CNODE_JCT__1382 | BUS_CNODE_JCT__1369 | [12 empty] | -- | -- | -- | -- | -- | -- | -- | -- | -- | -- | 0 | 1 | 0 | 75 | 75 | 75 | 75 | 0.4 | 0.4 | 0.3 | 0.0 | 0.4 | 0.4 | 0.3 | 0.0 | 0.4 | 0.4 | 0.9 | 0.0 | Ohms per | 1 | mile |  | {68B967C6-A70A-428D-B224-9185CAAEF11A}
XLINE_爱涛线11~爱涛线1_1124 | 50 | m | 0 | Yes | New | 3 |  | BUS_CNODE_JCT__1383 | BUS_CNODE_JCT__1370 | [12 empty] | -- | -- | -- | -- | -- | -- | -- | -- | -- | -- | 0 | 1 | 0 | 75 | 75 | 75 | 75 | 0.4 | 0.4 | 0.3 | 0.0 | 0.4 | 0.4 | 0.3 | 0.0 | 0.4 | 0.4 | 0.9 | 0.0 | Ohms per | 1 | mile |  | {BFD1A12E-A7BB-40F4-BF33-1B726F63167A}
XLINE_爱涛线12~爱涛线1_1125 | 50 | m | 0 | Yes | New | 3 |  | BUS_CNODE_JCT__1384 | BUS_CNODE_JCT__1383 | [12 empty] | -- | -- | -- | -- | -- | -- | -- | -- | -- | -- | 0 | 1 | 0 | 75 | 75 | 75 | 75 | 0.4 | 0.4 | 0.3 | 0.0 | 0.4 | 0.4 | 0.3 | 0.0 | 0.4 | 0.4 | 0.9 | 0.0 | Ohms per | 1 | mile |  | {5371D293-4D28-4C05-A313-AD97A22D8BCB}
XLINE_爱涛线12-1~爱涛_1126 | 37 | m | 0 | Yes | New | 3 |  | BUS_CNODE_JCT__1372 | BUS_CNODE_JCT__1385 | [12 empty] | -- | -- | -- | -- | -- | -- | -- | -- | -- | -- | 0 | 1 | 0 | 75 | 75 | 75 | 75 | 0.4 | 0.4 | 0.3 | 0.0 | 0.4 | 0.4 | 0.3 | 0.0 | 0.4 | 0.4 | 0.9 | 0.0 | Ohms per | 1 | mile |  | {F49A613A-7E86-4B06-AF5C-5D65C69E8396}
XLINE_爱涛线12-1~爱涛_1127 | 50 | m | 0 | Yes | New | 3 |  | BUS_CNODE_JCT__1372 | BUS_CNODE_JCT__1384 | [12 empty] | -- | -- | -- | -- | -- | -- | -- | -- | -- | -- | 0 | 1 | 0 | 75 | 75 | 75 | 75 | 0.4 | 0.4 | 0.3 | 0.0 | 0.4 | 0.4 | 0.3 | 0.0 | 0.4 | 0.4 | 0.9 | 0.0 | Ohms per | 1 | mile |  | {0B9E0888-B19A-4C35-85AE-4D1829B3E111}
XLINE_爱涛线13~爱涛线1_1136 | 30 | m | 0 | Yes | New | 3 |  | BUS_CNODE_JCT__1385 | BUS_CNODE_JCT__1394 | [12 empty] | -- | -- | -- | -- | -- | -- | -- | -- | -- | -- | 0 | 1 | 0 | 75 | 75 | 75 | 75 | 0.4 | 0.4 | 0.3 | 0.0 | 0.4 | 0.4 | 0.3 | 0.0 | 0.4 | 0.4 | 0.9 | 0.0 | Ohms per | 1 | mile |  | {D3232E9E-E56F-4376-8057-01E7807A93FB}
XLINE_爱涛线13-1~爱涛_1135 | 30 | m | 0 | Yes | New | 3 |  | BUS_CNODE_JCT__1394 | BUS_CNODE_JCT__1393 | [12 empty] | -- | -- | -- | -- | -- | -- | -- | -- | -- | -- | 0 | 1 | 0 | 75 | 75 | 75 | 75 | 0.4 | 0.4 | 0.3 | 0.0 | 0.4 | 0.4 | 0.3 | 0.0 | 0.4 | 0.4 | 0.9 | 0.0 | Ohms per | 1 | mile |  | {53870066-0BF0-42EB-9430-A717F1B0B3BE}
XLINE_爱涛线14~爱涛线1_1134 | 30 | m | 0 | Yes | New | 3 |  | BUS_CNODE_JCT__1393 | BUS_CNODE_JCT__1391 | [12 empty] | -- | -- | -- | -- | -- | -- | -- | -- | -- | -- | 0 | 1 | 0 | 75 | 75 | 75 | 75 | 0.4 | 0.4 | 0.3 | 0.0 | 0.4 | 0.4 | 0.3 | 0.0 | 0.4 | 0.4 | 0.9 | 0.0 | Ohms per | 1 | mile |  | {F9F27BF1-60EE-4E7E-973D-2BA50EAA5C61}
XLINE_爱涛线14-1~爱涛_1133 | 30 | m | 0 | Yes | New | 3 |  | BUS_CNODE_JCT__1391 | BUS_CNODE_JCT__1392 | [12 empty] | -- | -- | -- | -- | -- | -- | -- | -- | -- | -- | 0 | 1 | 0 | 75 | 75 | 75 | 75 | 0.4 | 0.4 | 0.3 | 0.0 | 0.4 | 0.4 | 0.3 | 0.0 | 0.4 | 0.4 | 0.9 | 0.0 | Ohms per | 1 | mile |  | {4609C12C-259B-4158-B9DD-D87A168F3946}
XLINE_爱涛线15~爱涛线1_1173 | 30 | m | 0 | Yes | New | 3 |  | BUS_CNODE_JCT__1392 | BUS_CNODE_JCT__1390 | [12 empty] | -- | -- | -- | -- | -- | -- | -- | -- | -- | -- | 0 | 1 | 0 | 75 | 75 | 75 | 75 | 0.4 | 0.4 | 0.3 | 0.0 | 0.4 | 0.4 | 0.3 | 0.0 | 0.4 | 0.4 | 0.9 | 0.0 | Ohms per | 1 | mile |  | {00B9C77E-28CA-4F65-9796-F076132B5D65}
XLINE_爱涛线16~爱涛线1_1132 | 50 | m | 0 | Yes | New | 3 |  | BUS_CNODE_JCT__1390 | BUS_CNODE_JCT__1300 | [12 empty] | -- | -- | -- | -- | -- | -- | -- | -- | -- | -- | 0 | 1 | 0 | 75 | 75 | 75 | 75 | 0.4 | 0.4 | 0.3 | 0.0 | 0.4 | 0.4 | 0.3 | 0.0 | 0.4 | 0.4 | 0.9 | 0.0 | Ohms per | 1 | mile |  | {6D6E72F5-D6EE-4060-8690-D29899D7EE6D}
XLINE_爱涛线17~爱涛线1_1131 | 50 | m | 0 | Yes | New | 3 |  | BUS_CNODE_JCT__1300 | BUS_CNODE_JCT__1389 | [12 empty] | -- | -- | -- | -- | -- | -- | -- | -- | -- | -- | 0 | 1 | 0 | 75 | 75 | 75 | 75 | 0.4 | 0.4 | 0.3 | 0.0 | 0.4 | 0.4 | 0.3 | 0.0 | 0.4 | 0.4 | 0.9 | 0.0 | Ohms per | 1 | mile |  | {24564279-12EC-47FF-8A39-32BAD4233532}
XLINE_爱涛线17-1~爱涛_1130 | 50 | m | 0 | Yes | New | 3 |  | BUS_CNODE_JCT__1389 | BUS_CNODE_JCT__1388 | [12 empty] | -- | -- | -- | -- | -- | -- | -- | -- | -- | -- | 0 | 1 | 0 | 75 | 75 | 75 | 75 | 0.4 | 0.4 | 0.3 | 0.0 | 0.4 | 0.4 | 0.3 | 0.0 | 0.4 | 0.4 | 0.9 | 0.0 | Ohms per | 1 | mile |  | {730AB199-156A-44A0-846D-EC2E31AFC8A1}
XLINE_爱涛线18~爱涛线1_1129 | 30 | m | 0 | Yes | New | 3 |  | BUS_CNODE_JCT__1388 | BUS_CNODE_JCT__1386 | [12 empty] | -- | -- | -- | -- | -- | -- | -- | -- | -- | -- | 0 | 1 | 0 | 75 | 75 | 75 | 75 | 0.4 | 0.4 | 0.3 | 0.0 | 0.4 | 0.4 | 0.3 | 0.0 | 0.4 | 0.4 | 0.9 | 0.0 | Ohms per | 1 | mile |  | {DF28F1DD-84F8-4D12-BF0F-F57596FF1E75}
XLINE_爱涛线18-1~爱涛_1128 | 30 | m | 0 | Yes | New | 3 |  | BUS_CNODE_JCT__1386 | BUS_CNODE_JCT__1387 | [12 empty] | -- | -- | -- | -- | -- | -- | -- | -- | -- | -- | 0 | 1 | 0 | 75 | 75 | 75 | 75 | 0.4 | 0.4 | 0.3 | 0.0 | 0.4 | 0.4 | 0.3 | 0.0 | 0.4 | 0.4 | 0.9 | 0.0 | Ohms per | 1 | mile |  | {237CF0C3-675C-42AA-83BF-14D993B09CCA}
XLINE_爱涛线19~爱涛线1_1156 | 50 | m | 0 | Yes | New | 3 |  | BUS_CNODE_JCT__1387 | BUS_CNODE_JCT__1412 | [12 empty] | -- | -- | -- | -- | -- | -- | -- | -- | -- | -- | 0 | 1 | 0 | 75 | 75 | 75 | 75 | 0.4 | 0.4 | 0.3 | 0.0 | 0.4 | 0.4 | 0.3 | 0.0 | 0.4 | 0.4 | 0.9 | 0.0 | Ohms per | 1 | mile |  | {2788EA70-D829-46A6-991A-5A029CDF1CE5}
XLINE_爱涛线19-1~爱涛_1155 | 50 | m | 0 | Yes | New | 3 |  | BUS_CNODE_JCT__1412 | BUS_CNODE_JCT__1410 | [12 empty] | -- | -- | -- | -- | -- | -- | -- | -- | -- | -- | 0 | 1 | 0 | 75 | 75 | 75 | 75 | 0.4 | 0.4 | 0.3 | 0.0 | 0.4 | 0.4 | 0.3 | 0.0 | 0.4 | 0.4 | 0.9 | 0.0 | Ohms per | 1 | mile |  | {329D8641-AA49-4CBE-948F-DD8A59950C15}
XLINE_爱涛线20~爱涛线2_1154 | 50 | m | 0 | Yes | New | 3 |  | BUS_CNODE_JCT__1410 | BUS_CNODE_JCT__1411 | [12 empty] | -- | -- | -- | -- | -- | -- | -- | -- | -- | -- | 0 | 1 | 0 | 75 | 75 | 75 | 75 | 0.4 | 0.4 | 0.3 | 0.0 | 0.4 | 0.4 | 0.3 | 0.0 | 0.4 | 0.4 | 0.9 | 0.0 | Ohms per | 1 | mile |  | {F5C0E76F-7F6C-48E8-BE71-04D8E1EB1575}
XLINE_爱涛线21~爱涛线2_1170 | 50 | m | 0 | Yes | New | 3 |  | BUS_CNODE_JCT__1420 | BUS_CNODE_JCT__1409 | [12 empty] | -- | -- | -- | -- | -- | -- | -- | -- | -- | -- | 0 | 1 | 0 | 75 | 75 | 75 | 75 | 0.4 | 0.4 | 0.3 | 0.0 | 0.4 | 0.4 | 0.3 | 0.0 | 0.4 | 0.4 | 0.9 | 0.0 | Ohms per | 1 | mile |  | {AC3AA209-50CA-41A1-978F-C749728809F7}
XLINE_爱涛线22~爱涛线2_1153 | 50 | m | 0 | Yes | New | 3 |  | BUS_CNODE_JCT__1409 | BUS_CNODE_JCT__1408 | [12 empty] | -- | -- | -- | -- | -- | -- | -- | -- | -- | -- | 0 | 1 | 0 | 75 | 75 | 75 | 75 | 0.4 | 0.4 | 0.3 | 0.0 | 0.4 | 0.4 | 0.3 | 0.0 | 0.4 | 0.4 | 0.9 | 0.0 | Ohms per | 1 | mile |  | {AB9C95E6-56AA-41A3-831E-9F7609436DBB}
XLINE_爱涛线23~爱涛线2_1152 | 50 | m | 0 | Yes | New | 3 |  | BUS_CNODE_JCT__1408 | BUS_CNODE_JCT__1407 | [12 empty] | -- | -- | -- | -- | -- | -- | -- | -- | -- | -- | 0 | 1 | 0 | 75 | 75 | 75 | 75 | 0.4 | 0.4 | 0.3 | 0.0 | 0.4 | 0.4 | 0.3 | 0.0 | 0.4 | 0.4 | 0.9 | 0.0 | Ohms per | 1 | mile |  | {431948BB-B7B1-4A27-885C-9E7769909D51}
XLINE_爱涛线23~隐龙山支_1175 | 50 | m | 0 | Yes | New | 3 |  | BUS_CNODE_JCT__1421 | BUS_CNODE_JCT__1408 | [12 empty] | -- | -- | -- | -- | -- | -- | -- | -- | -- | -- | 0 | 1 | 0 | 75 | 75 | 75 | 75 | 0.4 | 0.4 | 0.3 | 0.0 | 0.4 | 0.4 | 0.3 | 0.0 | 0.4 | 0.4 | 0.9 | 0.0 | Ohms per | 1 | mile |  | {9BE90D4F-8382-40DF-BA1B-7D91276355DB}
XLINE_爱涛线24~爱涛线2_1151 | 50 | m | 0 | Yes | New | 3 |  | BUS_CNODE_JCT__1407 | BUS_CNODE_JCT__1406 | [12 empty] | -- | -- | -- | -- | -- | -- | -- | -- | -- | -- | 0 | 1 | 0 | 75 | 75 | 75 | 75 | 0.4 | 0.4 | 0.3 | 0.0 | 0.4 | 0.4 | 0.3 | 0.0 | 0.4 | 0.4 | 0.9 | 0.0 | Ohms per | 1 | mile |  | {C8103E07-1FD9-400D-BEAC-E0F9F50EA072}
XLINE_爱涛线25~爱涛线2_1150 | 50 | m | 0 | Yes | New | 3 |  | BUS_CNODE_JCT__1406 | BUS_CNODE_JCT__1405 | [12 empty] | -- | -- | -- | -- | -- | -- | -- | -- | -- | -- | 0 | 1 | 0 | 75 | 75 | 75 | 75 | 0.4 | 0.4 | 0.3 | 0.0 | 0.4 | 0.4 | 0.3 | 0.0 | 0.4 | 0.4 | 0.9 | 0.0 | Ohms per | 1 | mile |  | {B96543F3-B5A9-49D9-993A-CA59FC9AB3D5}
XLINE_爱涛线26~爱涛线2_1149 | 50 | m | 0 | Yes | New | 3 |  | BUS_CNODE_JCT__1405 | BUS_CNODE_JCT__1404 | [12 empty] | -- | -- | -- | -- | -- | -- | -- | -- | -- | -- | 0 | 1 | 0 | 75 | 75 | 75 | 75 | 0.4 | 0.4 | 0.3 | 0.0 | 0.4 | 0.4 | 0.3 | 0.0 | 0.4 | 0.4 | 0.9 | 0.0 | Ohms per | 1 | mile |  | {2E7A8C80-98FF-4367-A6F5-463521FDC952}
XLINE_爱涛线27~爱涛线2_1148 | 50 | m | 0 | Yes | New | 3 |  | BUS_CNODE_JCT__1404 | BUS_CNODE_JCT__1403 | [12 empty] | -- | -- | -- | -- | -- | -- | -- | -- | -- | -- | 0 | 1 | 0 | 75 | 75 | 75 | 75 | 0.4 | 0.4 | 0.3 | 0.0 | 0.4 | 0.4 | 0.3 | 0.0 | 0.4 | 0.4 | 0.9 | 0.0 | Ohms per | 1 | mile |  | {BBAAC6CF-44E8-45B3-BDCF-C6BBCACA902B}
XLINE_爱涛线28~爱涛线2_1147 | 50 | m | 0 | Yes | New | 3 |  | BUS_CNODE_JCT__1403 | BUS_CNODE_JCT__1401 | [12 empty] | -- | -- | -- | -- | -- | -- | -- | -- | -- | -- | 0 | 1 | 0 | 75 | 75 | 75 | 75 | 0.4 | 0.4 | 0.3 | 0.0 | 0.4 | 0.4 | 0.3 | 0.0 | 0.4 | 0.4 | 0.9 | 0.0 | Ohms per | 1 | mile |  | {C2B5D6D2-B944-47FB-B571-5830C993833F}
XLINE_爱涛线29~爱涛线3_1146 | 50 | m | 0 | Yes | New | 3 |  | BUS_CNODE_JCT__1401 | BUS_CNODE_JCT__1402 | [12 empty] | -- | -- | -- | -- | -- | -- | -- | -- | -- | -- | 0 | 1 | 0 | 75 | 75 | 75 | 75 | 0.4 | 0.4 | 0.3 | 0.0 | 0.4 | 0.4 | 0.3 | 0.0 | 0.4 | 0.4 | 0.9 | 0.0 | Ohms per | 1 | mile |  | {16768E46-9969-4994-B902-4DDC87DEFA59}
XLINE_爱涛线30~爱涛线3_1169 | 50 | m | 0 | Yes | New | 3 |  | BUS_CNODE_JCT__1402 | BUS_CNODE_JCT__1422 | [12 empty] | -- | -- | -- | -- | -- | -- | -- | -- | -- | -- | 0 | 1 | 0 | 75 | 75 | 75 | 75 | 0.4 | 0.4 | 0.3 | 0.0 | 0.4 | 0.4 | 0.3 | 0.0 | 0.4 | 0.4 | 0.9 | 0.0 | Ohms per | 1 | mile |  | {9056BF0F-BC9B-47DF-AE4E-68676055C17C}
XLINE_爱涛线31~爱涛线3_1145 | 3 | m | 0 | Yes | New | 3 |  | BUS_CNODE_JCT__1400 | BUS_CNODE_JCT__1310 | [12 empty] | -- | -- | -- | -- | -- | -- | -- | -- | -- | -- | 0 | 1 | 0 | 75 | 75 | 75 | 75 | 0.4 | 0.4 | 0.3 | 0.0 | 0.4 | 0.4 | 0.3 | 0.0 | 0.4 | 0.4 | 0.9 | 0.0 | Ohms per | 1 | mile |  | {0F429C14-6C36-4108-A1F3-2E5E5AAC258E}
XLINE_爱涛线32~爱涛线3_1144 | 45 | m | 0 | Yes | New | 3 |  | BUS_CNODE_JCT__1310 | BUS_CNODE_JCT__1311 | [12 empty] | -- | -- | -- | -- | -- | -- | -- | -- | -- | -- | 0 | 1 | 0 | 75 | 75 | 75 | 75 | 0.4 | 0.4 | 0.3 | 0.0 | 0.4 | 0.4 | 0.3 | 0.0 | 0.4 | 0.4 | 0.9 | 0.0 | Ohms per | 1 | mile |  | {EC936464-94D2-4AC2-82B8-4F0143280C5E}
XLINE_爱涛线33~爱涛线3_1143 | 51 | m | 0 | Yes | New | 3 |  | BUS_CNODE_JCT__1311 | BUS_CNODE_JCT__1399 | [12 empty] | -- | -- | -- | -- | -- | -- | -- | -- | -- | -- | 0 | 1 | 0 | 75 | 75 | 75 | 75 | 0.4 | 0.4 | 0.3 | 0.0 | 0.4 | 0.4 | 0.3 | 0.0 | 0.4 | 0.4 | 0.9 | 0.0 | Ohms per | 1 | mile |  | {A522E82C-17A0-4F89-9110-9E9674CCCA66}
XLINE_爱涛线34~爱涛线3_1142 | 50 | m | 0 | Yes | New | 3 |  | BUS_CNODE_JCT__1399 | BUS_CNODE_JCT__1312 | [12 empty] | -- | -- | -- | -- | -- | -- | -- | -- | -- | -- | 0 | 1 | 0 | 75 | 75 | 75 | 75 | 0.4 | 0.4 | 0.3 | 0.0 | 0.4 | 0.4 | 0.3 | 0.0 | 0.4 | 0.4 | 0.9 | 0.0 | Ohms per | 1 | mile |  | {A599C7E3-4D46-4A58-822F-0F4B12E3F097}
XLINE_爱涛线35~爱涛线3_1141 | 50 | m | 0 | Yes | New | 3 |  | BUS_CNODE_JCT__1312 | BUS_CNODE_JCT__1398 | [12 empty] | -- | -- | -- | -- | -- | -- | -- | -- | -- | -- | 0 | 1 | 0 | 75 | 75 | 75 | 75 | 0.4 | 0.4 | 0.3 | 0.0 | 0.4 | 0.4 | 0.3 | 0.0 | 0.4 | 0.4 | 0.9 | 0.0 | Ohms per | 1 | mile |  | {E09BEA20-C146-4BD7-8116-BA9A81BCBC2F}
XLINE_爱涛线35-1~爱涛_1140 | 50 | m | 0 | Yes | New | 3 |  | BUS_CNODE_JCT__1398 | BUS_CNODE_JCT__1397 | [12 empty] | -- | -- | -- | -- | -- | -- | -- | -- | -- | -- | 0 | 1 | 0 | 75 | 75 | 75 | 75 | 0.4 | 0.4 | 0.3 | 0.0 | 0.4 | 0.4 | 0.3 | 0.0 | 0.4 | 0.4 | 0.9 | 0.0 | Ohms per | 1 | mile |  | {E1BE9363-173B-417C-87E1-28B80867D52A}
XLINE_爱涛线36~爱涛线3_1139 | 37 | m | 0 | Yes | New | 3 |  | BUS_CNODE_JCT__1397 | BUS_CNODE_JCT__1313 | [12 empty] | -- | -- | -- | -- | -- | -- | -- | -- | -- | -- | 0 | 1 | 0 | 75 | 75 | 75 | 75 | 0.4 | 0.4 | 0.3 | 0.0 | 0.4 | 0.4 | 0.3 | 0.0 | 0.4 | 0.4 | 0.9 | 0.0 | Ohms per | 1 | mile |  | {505038BC-B673-4344-BAA2-065A5FACB480}
XLINE_爱涛线37~爱涛线3_1138 | 46 | m | 0 | Yes | New | 3 |  | BUS_CNODE_JCT__1313 | BUS_CNODE_JCT__1395 | [12 empty] | -- | -- | -- | -- | -- | -- | -- | -- | -- | -- | 0 | 1 | 0 | 75 | 75 | 75 | 75 | 0.4 | 0.4 | 0.3 | 0.0 | 0.4 | 0.4 | 0.3 | 0.0 | 0.4 | 0.4 | 0.9 | 0.0 | Ohms per | 1 | mile |  | {B54F2908-294A-4546-A51B-263BA1FA0289}
XLINE_爱涛线38~爱涛线3_1137 | 54 | m | 0 | Yes | New | 3 |  | BUS_CNODE_JCT__1395 | BUS_CNODE_JCT__1396 | [12 empty] | -- | -- | -- | -- | -- | -- | -- | -- | -- | -- | 0 | 1 | 0 | 75 | 75 | 75 | 75 | 0.4 | 0.4 | 0.3 | 0.0 | 0.4 | 0.4 | 0.3 | 0.0 | 0.4 | 0.4 | 0.9 | 0.0 | Ohms per | 1 | mile |  | {B0B0A46C-9C0A-454D-9C06-86117AB6321D}
XLINE_爱涛线39~爱涛线4_1168 | 45 | m | 0 | Yes | New | 3 |  | BUS_CNODE_JCT__1396 | BUS_CNODE_JCT__1419 | [12 empty] | -- | -- | -- | -- | -- | -- | -- | -- | -- | -- | 0 | 1 | 0 | 75 | 75 | 75 | 75 | 0.4 | 0.4 | 0.3 | 0.0 | 0.4 | 0.4 | 0.3 | 0.0 | 0.4 | 0.4 | 0.9 | 0.0 | Ohms per | 1 | mile |  | {462B41C2-62CF-4B4A-A679-E85A9F7E47A7}
XLINE_爱涛线40~爱涛线4_1167 | 50 | m | 0 | Yes | New | 3 |  | BUS_CNODE_JCT__1419 | BUS_CNODE_JCT__1418 | [12 empty] | -- | -- | -- | -- | -- | -- | -- | -- | -- | -- | 0 | 1 | 0 | 75 | 75 | 75 | 75 | 0.4 | 0.4 | 0.3 | 0.0 | 0.4 | 0.4 | 0.3 | 0.0 | 0.4 | 0.4 | 0.9 | 0.0 | Ohms per | 1 | mile |  | {0372064A-9D61-475D-907E-80BC2670B76D}
XLINE_爱涛线41~爱涛线4_1166 | 50 | m | 0 | Yes | New | 3 |  | BUS_CNODE_JCT__1418 | BUS_CNODE_JCT__1314 | [12 empty] | -- | -- | -- | -- | -- | -- | -- | -- | -- | -- | 0 | 1 | 0 | 75 | 75 | 75 | 75 | 0.4 | 0.4 | 0.3 | 0.0 | 0.4 | 0.4 | 0.3 | 0.0 | 0.4 | 0.4 | 0.9 | 0.0 | Ohms per | 1 | mile |  | {0CECA9A7-E465-4D28-956F-77470A016463}
XLINE_爱涛线42~爱涛线4_1165 | 50 | m | 0 | Yes | New | 3 |  | BUS_CNODE_JCT__1314 | [13 empty] | -- | -- | -- | -- | -- | -- | -- | -- | -- | -- | 0 | 1 | 0 | 75 | 75 | 75 | 75 | 0.4 | 0.4 | 0.3 | 0.0 | 0.4 | 0.4 | 0.3 | 0.0 | 0.4 | 0.4 | 0.9 | 0.0 | Ohms per | 1 | mile |  | {488DF9DD-BD8F-4CCA-AAC8-5CDD5B1C99DC}
XLINE_隐龙山支02-1~隐_1162 | 50 | m | 0 | Yes | New | 3 |  | BUS_CNODE_JCT__1415 | BUS_CNODE_JCT__1414 | [12 empty] | -- | -- | -- | -- | -- | -- | -- | -- | -- | -- | 0 | 1 | 0 | 75 | 75 | 75 | 75 | 0.4 | 0.4 | 0.3 | 0.0 | 0.4 | 0.4 | 0.3 | 0.0 | 0.4 | 0.4 | 0.9 | 0.0 | Ohms per | 1 | mile |  | {87361060-F6B7-4281-8789-06F6BA23CFF0}
XLINE_隐龙山支04-1~隐_1159 | 50 | m | 0 | Yes | New | 3 |  | BUS_CNODE_JCT__1413 | BUS_CNODE_JCT__1294 | [12 empty] | -- | -- | -- | -- | -- | -- | -- | -- | -- | -- | 0 | 1 | 0 | 75 | 75 | 75 | 75 | 0.4 | 0.4 | 0.3 | 0.0 | 0.4 | 0.4 | 0.3 | 0.0 | 0.4 | 0.4 | 0.9 | 0.0 | Ohms per | 1 | mile |  | {C3DE9D54-5D42-4417-A2AE-66AA77D28F2A}
XLINE_隐龙山支1~隐龙山支_1164 | 50 | m | 0 | Yes | New | 3 |  | BUS_CNODE_JCT__1417 | BUS_CNODE_JCT__1416 | [12 empty] | -- | -- | -- | -- | -- | -- | -- | -- | -- | -- | 0 | 1 | 0 | 75 | 75 | 75 | 75 | 0.4 | 0.4 | 0.3 | 0.0 | 0.4 | 0.4 | 0.3 | 0.0 | 0.4 | 0.4 | 0.9 | 0.0 | Ohms per | 1 | mile |  | {D1391E83-36F7-448F-988D-DE2D526ED407}
XLINE_隐龙山支2~隐龙山支_1163 | 50 | m | 0 | Yes | New | 3 |  | BUS_CNODE_JCT__1416 | BUS_CNODE_JCT__1415 | [12 empty] | -- | -- | -- | -- | -- | -- | -- | -- | -- | -- | 0 | 1 | 0 | 75 | 75 | 75 | 75 | 0.4 | 0.4 | 0.3 | 0.0 | 0.4 | 0.4 | 0.3 | 0.0 | 0.4 | 0.4 | 0.9 | 0.0 | Ohms per | 1 | mile |  | {45127BBD-26C8-41A5-A7A0-99DC194AB2C6}
XLINE_隐龙山支3~隐龙山支_1161 | 50 | m | 0 | Yes | New | 3 |  | BUS_CNODE_JCT__1414 | BUS_CNODE_JCT__1290 | [12 empty] | -- | -- | -- | -- | -- | -- | -- | -- | -- | -- | 0 | 1 | 0 | 75 | 75 | 75 | 75 | 0.4 | 0.4 | 0.3 | 0.0 | 0.4 | 0.4 | 0.3 | 0.0 | 0.4 | 0.4 | 0.9 | 0.0 | Ohms per | 1 | mile |  | {44068A1C-CB90-4DA7-B6A5-405068781632}
XLINE_隐龙山支4~隐龙山支_1160 | 50 | m | 0 | Yes | New | 3 |  | BUS_CNODE_JCT__1290 | BUS_CNODE_JCT__1413 | [12 empty] | -- | -- | -- | -- | -- | -- | -- | -- | -- | -- | 0 | 1 | 0 | 75 | 75 | 75 | 75 | 0.4 | 0.4 | 0.3 | 0.0 | 0.4 | 0.4 | 0.3 | 0.0 | 0.4 | 0.4 | 0.9 | 0.0 | Ohms per | 1 | mile |  | {C5071A8C-9189-4BEC-A04B-1738C609C55A}
XLINE_隐龙山支5~隐龙山支_1158 | 3 | m | 0 | Yes | New | 3 |  | BUS_CNODE_JCT__1294 | BUS_CNODE_JCT__1298 | [12 empty] | -- | -- | -- | -- | -- | -- | -- | -- | -- | -- | 0 | 1 | 0 | 75 | 75 | 75 | 75 | 0.4 | 0.4 | 0.3 | 0.0 | 0.4 | 0.4 | 0.3 | 0.0 | 0.4 | 0.4 | 0.9 | 0.0 | Ohms per | 1 | mile |  | {984EF7F3-46A8-4942-B92C-99BDCE4ABBBE}
XLINE_隐龙山支6~隐龙山支_1157 | 3 | m | 0 | Yes | New | 3 |  | BUS_CNODE_JCT__1298 | BUS_CNODE_JCT__1302 | [12 empty] | -- | -- | -- | -- | -- | -- | -- | -- | -- | -- | 0 | 1 | 0 | 75 | 75 | 75 | 75 | 0.4 | 0.4 | 0.3 | 0.0 | 0.4 | 0.4 | 0.3 | 0.0 | 0.4 | 0.4 | 0.9 | 0.0 | Ohms per | 1 | mile |  | {361E20CF-C9BB-448B-89B6-541EA8847AF0}
Your Logo
Note on BE8: Transmission=15 Sub Transmission=16 Primary UG=17 Primary OH=17 Secondary UG=18 Secondary OH=18 Load UG=19 Load OH=19 Street Light=20 None=21

## Two-Winding Transformer
| Project | 0
| Location | 0
| Contract # | 0 |  |  |  |  | Revision | Base
| Date | 2025-02-15 |  |  |  |  | Config. | Normal
TWO-WINDING TRANSFORMER DATA
Equipment ID | In Service | State | Description | Primary Element ID | Secondary Element ID | Phase |  |  | Temp Rise | Pri-Sec Rated Power | Pri-Sec Rated Power Unit | Max Transformer Rating (kVA) | KVA_T1 | KVA_T2 | KVA_T3 | Primary |  |  | Secondary |  |  | Pri-Sec Impedance | [11 empty] | Fixed Tap (%) |  | On-Load Tap Changer (OLTC) | [11 empty] | Grounding |  |  |  | Protection | [6 empty] | Basic Impulse Level | Cooling Code | K Factor | Remarks |  |  |  | Comment | OTI GUID
[6 empty] | Phase | Center Tap （Y/N） | Core Type | [7 empty] | Voltage | Unit | FLA | Voltage | Unit | FLA | Positive Sequence |  |  | Zero Sequence |  |  | Z_T1 | X/R_T1 | Z_T2 | X/R_T2 | Z_T3 | X/R_T3 | Primary | Secondary | Primary | [5 empty] | Secondary | [5 empty] | Primary |  | Secondary |  | Standard | Fault Frequency | Apply Curve Shift | Shift Multiplier | Inrush Curve Type | Multiplier | Duration/ Time Constant |  |  |  | Inst Dat | Last Mnt | Manufacturer |  |  |  | XCoordinate | YCoordinate | Layer | Feeder ID | Substation ID
[22 empty] | Value | Unit | X/R Rating | Value | Unit | X/R Rating | [8 empty] | Present | Min. (%) | Max. (%) | Step (%) | Control Bus IID | Control V (%) | Present | Min. (%) | Max. (%) | Step (%) | Control Bus IID | Control V (%) | Connection | Type | Connection | Type | [12 empty] | Name | Purchasing Date
[ID] | _eF=IF(_eB[InService] = True, "Yes", "No") | [InServiceState] | [Description] | _eF=IF(TRIM( _eT[CONNECT_FromElement]) = "", _eT[FromBus], _eT[CONNECT_FromElement]) | _eF=IF(TRIM( _eT[CONNECT_ToElement1]) = "",_eT[ToBus],_eT[CONNECT_ToElement1]) | _eF=IF(_eN[Phase] = 0, "3", "1") | _eF=IF(_eN[CenterTap] = 0, "N", "Y") | _eF=IF(_eN[Phase] = 0, CHOOSE((_eN[CoreType]+1), "Shell", "3 Limb","4 Limb","5 Limb","3 1-Phase"), IF(_eN[CenterTap] = 1,CHOOSE((_eN[CoreType]+1), "Shell", "Core"),"--")) | _eF= IF([Temp1] = [Temp2], [Temp1], CONCATENATE([Temp1], "/", [Temp2])) | _eF=CHOOSE((_eN[MVAButton] + 1), _eN[AnsiMVA] / 1000,_eN[AnsiMVA], _eN[AnsiMVA] * 1000) | _eF=CHOOSE((_eN[MVAButton] + 1), "MVA", "kVA", "VA") | _eF= _eN[AnsiMaxMVA] | _eF=IF(_eN[CoreType] = 4,CHOOSE((_eN[MVAButton] + 1), _eN[ZBaseMVA_T1] / 1000,_eN[ZBaseMVA_T1], _eN[ZBaseMVA_T1] * 1000),"--") | _eF=IF(_eN[CoreType] = 4,CHOOSE((_eN[MVAButton] + 1), _eN[ZBaseMVA_T2] / 1000,_eN[ZBaseMVA_T2], _eN[ZBaseMVA_T2] * 1000),"--") | _eF=IF(_eN[CoreType] = 4,CHOOSE((_eN[MVAButton] + 1), _eN[ZBaseMVA_T3] / 1000,_eN[ZBaseMVA_T3], _eN[ZBaseMVA_T3] * 1000),"--") | _eF=Round(_eN[PrimkV], 3) | kV | _eF=IF(_eN[PrimkV] > 0, IF(_eN[Phase]=1, Round((_eN[AnsiMVA]/_eN[PrimkV]), 1),Round((_eN[AnsiMVA]/(Sqrt(3)*_eN[PrimkV])), 1)), "") | _eF=Round(_eN[SeckV], 3) | kV | _eF=IF(_eN[SeckV] > 0, IF(_eN[Phase]=1, Round((_eN[AnsiMVA]/_eN[SeckV]), 1),Round((_eN[AnsiMVA]/(Sqrt(3)*_eN[SeckV])), 1)), "") | _eF=Round(_eN[AnsiPosZ], 1) | % | _eF=Round(_eN[AnsiPosXR], 1) | _eF=Round(_eN[AnsiZeroZ], 1) | % | _eF=Round(_eN[AnsiZeroXOverR], 1) | _eF=Round(_eN[Z_T1], 3) | _eF=Round(_eN[XoverR_T1], 3) | _eF=Round(_eN[Z_T2], 3) | _eF=Round(_eN[XoverR_T2], 3) | _eF=Round(_eN[Z_T3], 3) | _eF=Round(_eN[XoverR_T3], 3) | _eF=Fixed(_eN[PrimPercentTap],1) | _eF=Fixed(_eN[SecPercentTap],1) | _eF=IF(_eN[PrimCheckBox]=1, "Yes", "No") | _eF=IF(_eN[PrimCheckBox]=1, Round(_eN[PrimaryMinPercentTap], 1), "--") | _eF=IF(_eN[PrimCheckBox]=1, Round(_eN[PrimaryMaxPercentTap], 1), "--") | _eF=IF(_eN[PrimCheckBox]=1, Round(_eN[PrimaryStepPercentTap], 3), "--") | _eF=IF(_eN[PrimCheckBox]=1, _eT[PrimaryRegBusIID], "--") | _eF=IF(_eN[PrimCheckBox]=1, Round(_eN[PrimaryRegVolPercent], 1), "--") | _eF=IF(_eN[SecCheckBox]=1, "Yes", "No") | _eF=IF(_eN[SecCheckBox]=1, Round(_eN[SecondaryMinPercentTap], 1), "--") | _eF=IF(_eN[SecCheckBox]=1, Round(_eN[SecondaryMaxPercentTap], 1), "--") | _eF=IF(_eN[SecCheckBox]=1, Round(_eN[SecondaryStepPercentTap], 1), "--") | _eF=IF(_eN[SecCheckBox]=1, _eT[SecondaryRegBusIID], "--") | _eF=IF(_eN[SecCheckBox]=1, Round(_eN[SecondaryRegVolPercent], 1), "--") | _eF=IF(_eN[Phase] = 0, IF(_eN[PrimConnectionButton]=0, "Y", "Δ"),"--") | _eF=IF(_eN[PrimConnectionButton]=1, "--", CHOOSE((_eN[PrimGroundingType] + 1), "Open", "Solid", "Resistor", "Reactor", "Xfmr-Resistor", "Xfmr-Reactor")) | _eF=IF(_eN[Phase] = 0, IF(_eN[SecConnectionButton]=0, "Y", "Δ"),IF(_eN[Grounded]=0, "Ungrounded", "Grounded")) | _eF=IF(_eN[Phase] = 0,IF(_eN[SecConnectionButton]=1, "--", CHOOSE((_eN[SecGroundingType] + 1), "Open", "Solid", "Resistor", "Reactor", "Xfmr-Resistor", "Xfmr-Reactor"))," ") | _eF=IF(_eN[XFMRStandard] = 0, "ANSI", "IEC") | _eF=IF(_eN[XFMRStandard] = 1, "--", CHOOSE((_eN[FaultFrequency] + 1), "Infrequent","Frequent","Both")) | _eF=IF(_eN[XFMRStandard] = 1, "--", IF(_eN[CurveShift]=1, "Yes", "No")) | _eF=IF(_eN[XFMRStandard] = 1, "--", Round(_eN[PlotDamage], 2)) | _eF=CHOOSE((_eN[InrushType]+1), "Point", "Curve - Piecewise", "Curve - Equation") | _eF=Round(_eN[InrushMultiplier], 1) | _eF=IF(_eN[InrushType]=2,Round(_eN[InrushTimeConstant], 1),Round(_eN[InrushDuration], 1)) | [BIL] | [ClassName] | _eF=Round([Kfactor],2) | [UserField2] | [UserField3] | [MFRName] | [PurchasingDate] | [CommentText] | [OtiGUID]
XFOR_10kV爱涛线1号环_798 | Yes | New |  | BUS_CNODE_JCT__1430 | BUS_V爱涛线1号环_79_1491 | 3 | N | Shell | 65 | 0.05 | MVA | 50 | -- | -- | -- | 10 | kV | 2.9 | 0.4 | kV | 72.2 | 10 | % | 20 | 10 | % | 20 | 0 | 0 | 0 | 0 | 0 | 0 | 0.0 | 0.0 | No | -- | -- | -- | -- | -- | No | -- | -- | -- | -- | -- | Δ | -- | Y | Solid | ANSI | Both | Yes | 1 | Point | 8 | 6 | 0 | Other | 1 | [5 empty] | {7C3170FB-6798-4C4C-8CBC-EAA183099542}
XFOR_10kV爱涛线3号环_833 | Yes | New |  | BUS_CNODE_JCT__1474 | BUS_V爱涛线3号环_83_1551 | 3 | N | Shell | 65 | 0.05 | MVA | 50 | -- | -- | -- | 10 | kV | 2.9 | 0.4 | kV | 72.2 | 10 | % | 20 | 10 | % | 20 | 0 | 0 | 0 | 0 | 0 | 0 | 0.0 | 0.0 | No | -- | -- | -- | -- | -- | No | -- | -- | -- | -- | -- | Δ | -- | Y | Solid | ANSI | Both | Yes | 1 | Point | 8 | 6 | 0 | Other | 1 | [5 empty] | {770ED3D8-83B5-4C09-BF74-6DC5622412AC}
XFOR_10kV爱涛线4号环_799 | Yes | New |  | BUS_CNODE_JCT__1435 | BUS_V爱涛线4号环_79_1493 | 3 | N | Shell | 65 | 0.05 | MVA | 50 | -- | -- | -- | 10 | kV | 2.9 | 0.4 | kV | 72.2 | 10 | % | 20 | 10 | % | 20 | 0 | 0 | 0 | 0 | 0 | 0 | 0.0 | 0.0 | No | -- | -- | -- | -- | -- | No | -- | -- | -- | -- | -- | Δ | -- | Y | Solid | ANSI | Both | Yes | 1 | Point | 8 | 6 | 0 | Other | 1 | [5 empty] | {08C72E48-6E15-451D-8529-270831FF51B7}
XFOR_10kV苏源4号线2_832 | Yes | New |  | BUS_CNODE_JCT__1466 | BUS_V苏源4号线2_83_1549 | 3 | N | Shell | 65 | 0.05 | MVA | 50 | -- | -- | -- | 10 | kV | 2.9 | 0.4 | kV | 72.2 | 10 | % | 20 | 10 | % | 20 | 0 | 0 | 0 | 0 | 0 | 0 | 0.0 | 0.0 | No | -- | -- | -- | -- | -- | No | -- | -- | -- | -- | -- | Δ | -- | Y | Solid | ANSI | Both | Yes | 1 | Point | 8 | 6 | 0 | Other | 1 | [5 empty] | {B6C688AE-F995-403E-A55C-1855C1D58FF8}
XFOR_亚都天元居#3箱变_816 | Yes | New |  | BUS_CNODE_JCT__1448 | BUS_元居#3箱变_816_1521 | 3 | N | Shell | 65 | 0.05 | MVA | 50 | -- | -- | -- | 10 | kV | 2.9 | 0.4 | kV | 72.2 | 10 | % | 20 | 10 | % | 20 | 0 | 0 | 0 | 0 | 0 | 0 | 0.0 | 0.0 | No | -- | -- | -- | -- | -- | No | -- | -- | -- | -- | -- | Δ | -- | Y | Solid | ANSI | Both | Yes | 1 | Point | 8 | 6 | 0 | Other | 1 | [5 empty] | {173E187B-3C32-40E5-A14F-A6CBF03BDEBE}
XFOR_亚都天元居#4箱变_815 | Yes | New |  | BUS_CNODE_JCT__1447 | BUS_元居#4箱变_815_1519 | 3 | N | Shell | 65 | 0.05 | MVA | 50 | -- | -- | -- | 10 | kV | 2.9 | 0.4 | kV | 72.2 | 10 | % | 20 | 10 | % | 20 | 0 | 0 | 0 | 0 | 0 | 0 | 0.0 | 0.0 | No | -- | -- | -- | -- | -- | No | -- | -- | -- | -- | -- | Δ | -- | Y | Solid | ANSI | Both | Yes | 1 | Point | 8 | 6 | 0 | Other | 1 | [5 empty] | {0894DCBD-3FB1-4D64-BE3C-995DA7AAE4B4}
XFOR_天元居1#箱变_814 | Yes | New |  | BUS_CNODE_JCT__1446 | BUS_1#箱变_814_1517 | 3 | N | Shell | 65 | 0.05 | MVA | 50 | -- | -- | -- | 10 | kV | 2.9 | 0.4 | kV | 72.2 | 10 | % | 20 | 10 | % | 20 | 0 | 0 | 0 | 0 | 0 | 0 | 0.0 | 0.0 | No | -- | -- | -- | -- | -- | No | -- | -- | -- | -- | -- | Δ | -- | Y | Solid | ANSI | Both | Yes | 1 | Point | 8 | 6 | 0 | Other | 1 | [5 empty] | {A1C00010-C0DA-47B5-A0E9-3720D682D32C}
XFOR_天元居1#配电所1#_800 | Yes | New |  | BUS_元居1#配电所母线2_217 | BUS_1#配电所1#_80_1487 | 3 | N | Shell | 65 | 0.05 | MVA | 50 | -- | -- | -- | 10 | kV | 2.9 | 0.4 | kV | 72.2 | 10 | % | 20 | 10 | % | 20 | 0 | 0 | 0 | 0 | 0 | 0 | 0.0 | 0.0 | No | -- | -- | -- | -- | -- | No | -- | -- | -- | -- | -- | Δ | -- | Y | Solid | ANSI | Both | Yes | 1 | Point | 8 | 6 | 0 | Other | 1 | [5 empty] | {11449209-2680-4E88-A89F-E4589F8DD155}
XFOR_天元居1#配电所2#_802 | Yes | New |  | BUS_元居1#配电所母线4_214 | BUS_1#配电所2#_80_1495 | 3 | N | Shell | 65 | 0.05 | MVA | 50 | -- | -- | -- | 10 | kV | 2.9 | 0.4 | kV | 72.2 | 10 | % | 20 | 10 | % | 20 | 0 | 0 | 0 | 0 | 0 | 0 | 0.0 | 0.0 | No | -- | -- | -- | -- | -- | No | -- | -- | -- | -- | -- | Δ | -- | Y | Solid | ANSI | Both | Yes | 1 | Point | 8 | 6 | 0 | Other | 1 | [5 empty] | {AE3374BF-A799-4A11-9EEA-71C893A3423B}
XFOR_天元居1#配电所3#_801 | Yes | New |  | BUS_元居1#配电所母线1_216 | BUS_1#配电所3#_80_1485 | 3 | N | Shell | 65 | 0.05 | MVA | 50 | -- | -- | -- | 10 | kV | 2.9 | 0.4 | kV | 72.2 | 10 | % | 20 | 10 | % | 20 | 0 | 0 | 0 | 0 | 0 | 0 | 0.0 | 0.0 | No | -- | -- | -- | -- | -- | No | -- | -- | -- | -- | -- | Δ | -- | Y | Solid | ANSI | Both | Yes | 1 | Point | 8 | 6 | 0 | Other | 1 | [5 empty] | {3D10B3C9-26CD-4F7F-A0FF-C19C524F23AD}
XFOR_天元居1#配电所4#_803 | Yes | New |  | BUS_元居1#配电所母线3_215 | BUS_1#配电所4#_80_1497 | 3 | N | Shell | 65 | 0.05 | MVA | 50 | -- | -- | -- | 10 | kV | 2.9 | 0.4 | kV | 72.2 | 10 | % | 20 | 10 | % | 20 | 0 | 0 | 0 | 0 | 0 | 0 | 0.0 | 0.0 | No | -- | -- | -- | -- | -- | No | -- | -- | -- | -- | -- | Δ | -- | Y | Solid | ANSI | Both | Yes | 1 | Point | 8 | 6 | 0 | Other | 1 | [5 empty] | {3AA3AB96-6EF9-4D73-B245-E345B1B41BA8}
XFOR_太平南区1变_811 | Yes | New |  | BUS_CNODE_JCT__1443 | BUS_区1变_811_1511 | 3 | N | Shell | 65 | 0.05 | MVA | 50 | -- | -- | -- | 10 | kV | 2.9 | 0.4 | kV | 72.2 | 10 | % | 20 | 10 | % | 20 | 0 | 0 | 0 | 0 | 0 | 0 | 0.0 | 0.0 | No | -- | -- | -- | -- | -- | No | -- | -- | -- | -- | -- | Δ | -- | Y | Solid | ANSI | Both | Yes | 1 | Point | 8 | 6 | 0 | Other | 1 | [5 empty] | {38ECC085-C155-404A-B2E6-CBD3FE2809AB}
XFOR_太平南区2变_817 | Yes | New |  | BUS_CNODE_JCT__1449 | BUS_区2变_817_1523 | 3 | N | Shell | 65 | 0.05 | MVA | 50 | -- | -- | -- | 10 | kV | 2.9 | 0.4 | kV | 72.2 | 10 | % | 20 | 10 | % | 20 | 0 | 0 | 0 | 0 | 0 | 0 | 0.0 | 0.0 | No | -- | -- | -- | -- | -- | No | -- | -- | -- | -- | -- | Δ | -- | Y | Solid | ANSI | Both | Yes | 1 | Point | 8 | 6 | 0 | Other | 1 | [5 empty] | {9CA17368-E0F0-445B-9012-B2F38BE07E07}
XFOR_太平花苑#16变1变_805 | Yes | New |  | BUS_CNODE_JCT__1437 | BUS_苑#16变1变_80_1499 | 3 | N | Shell | 65 | 0.05 | MVA | 50 | -- | -- | -- | 10 | kV | 2.9 | 0.4 | kV | 72.2 | 10 | % | 20 | 10 | % | 20 | 0 | 0 | 0 | 0 | 0 | 0 | 0.0 | 0.0 | No | -- | -- | -- | -- | -- | No | -- | -- | -- | -- | -- | Δ | -- | Y | Solid | ANSI | Both | Yes | 1 | Point | 8 | 6 | 0 | Other | 1 | [5 empty] | {0295D426-8B05-4FA3-8FB1-BE340EC37CC2}
XFOR_太平花苑#16变2变_806 | Yes | New |  | BUS_CNODE_JCT__1438 | BUS_苑#16变2变_80_1501 | 3 | N | Shell | 65 | 0.05 | MVA | 50 | -- | -- | -- | 10 | kV | 2.9 | 0.4 | kV | 72.2 | 10 | % | 20 | 10 | % | 20 | 0 | 0 | 0 | 0 | 0 | 0 | 0.0 | 0.0 | No | -- | -- | -- | -- | -- | No | -- | -- | -- | -- | -- | Δ | -- | Y | Solid | ANSI | Both | Yes | 1 | Point | 8 | 6 | 0 | Other | 1 | [5 empty] | {04CBA28D-600A-4278-8683-6F549C1721AE}
XFOR_太平花苑#17变1变_809 | Yes | New |  | BUS_CNODE_JCT__1441 | BUS_苑#17变1变_80_1507 | 3 | N | Shell | 65 | 0.05 | MVA | 50 | -- | -- | -- | 10 | kV | 2.9 | 0.4 | kV | 72.2 | 10 | % | 20 | 10 | % | 20 | 0 | 0 | 0 | 0 | 0 | 0 | 0.0 | 0.0 | No | -- | -- | -- | -- | -- | No | -- | -- | -- | -- | -- | Δ | -- | Y | Solid | ANSI | Both | Yes | 1 | Point | 8 | 6 | 0 | Other | 1 | [5 empty] | {A493AFED-2C94-4A3F-B83F-CC63945A479A}
XFOR_太平花苑#17变2变_810 | Yes | New |  | BUS_CNODE_JCT__1442 | BUS_苑#17变2变_81_1509 | 3 | N | Shell | 65 | 0.05 | MVA | 50 | -- | -- | -- | 10 | kV | 2.9 | 0.4 | kV | 72.2 | 10 | % | 20 | 10 | % | 20 | 0 | 0 | 0 | 0 | 0 | 0 | 0.0 | 0.0 | No | -- | -- | -- | -- | -- | No | -- | -- | -- | -- | -- | Δ | -- | Y | Solid | ANSI | Both | Yes | 1 | Point | 8 | 6 | 0 | Other | 1 | [5 empty] | {3C5BF937-3767-4668-B37B-D2E97935F941}
XFOR_太平花苑#5变1变_824 | Yes | New |  | BUS_CNODE_JCT__1456 | BUS_苑#5变1变_824_1537 | 3 | N | Shell | 65 | 0.05 | MVA | 50 | -- | -- | -- | 10 | kV | 2.9 | 0.4 | kV | 72.2 | 10 | % | 20 | 10 | % | 20 | 0 | 0 | 0 | 0 | 0 | 0 | 0.0 | 0.0 | No | -- | -- | -- | -- | -- | No | -- | -- | -- | -- | -- | Δ | -- | Y | Solid | ANSI | Both | Yes | 1 | Point | 8 | 6 | 0 | Other | 1 | [5 empty] | {FB170DB5-732E-482C-AB93-053542813BFF}
XFOR_太平花苑#5变2变_825 | Yes | New |  | BUS_CNODE_JCT__1457 | BUS_苑#5变2变_825_1539 | 3 | N | Shell | 65 | 0.05 | MVA | 50 | -- | -- | -- | 10 | kV | 2.9 | 0.4 | kV | 72.2 | 10 | % | 20 | 10 | % | 20 | 0 | 0 | 0 | 0 | 0 | 0 | 0.0 | 0.0 | No | -- | -- | -- | -- | -- | No | -- | -- | -- | -- | -- | Δ | -- | Y | Solid | ANSI | Both | Yes | 1 | Point | 8 | 6 | 0 | Other | 1 | [5 empty] | {5CAD3FB0-7014-4525-B64B-87E94128C855}
XFOR_太平花苑10主变1变_807 | Yes | New |  | BUS_CNODE_JCT__1440 | BUS_苑10主变1变_80_1505 | 3 | N | Shell | 65 | 0.05 | MVA | 50 | -- | -- | -- | 10 | kV | 2.9 | 0.4 | kV | 72.2 | 10 | % | 20 | 10 | % | 20 | 0 | 0 | 0 | 0 | 0 | 0 | 0.0 | 0.0 | No | -- | -- | -- | -- | -- | No | -- | -- | -- | -- | -- | Δ | -- | Y | Solid | ANSI | Both | Yes | 1 | Point | 8 | 6 | 0 | Other | 1 | [5 empty] | {93A1CA7E-9A7B-4E17-8ADF-4CB5CAC39E7B}
XFOR_太平花苑10主变2变_808 | Yes | New |  | BUS_CNODE_JCT__1439 | BUS_苑10主变2变_80_1503 | 3 | N | Shell | 65 | 0.05 | MVA | 50 | -- | -- | -- | 10 | kV | 2.9 | 0.4 | kV | 72.2 | 10 | % | 20 | 10 | % | 20 | 0 | 0 | 0 | 0 | 0 | 0 | 0.0 | 0.0 | No | -- | -- | -- | -- | -- | No | -- | -- | -- | -- | -- | Δ | -- | Y | Solid | ANSI | Both | Yes | 1 | Point | 8 | 6 | 0 | Other | 1 | [5 empty] | {EEEED049-AF29-4F28-B0BF-FB4C12CB63ED}
XFOR_太平花苑3主变1变_826 | Yes | New |  | BUS_CNODE_JCT__1458 | BUS_苑3主变1变_826_1541 | 3 | N | Shell | 65 | 0.05 | MVA | 50 | -- | -- | -- | 10 | kV | 2.9 | 0.4 | kV | 72.2 | 10 | % | 20 | 10 | % | 20 | 0 | 0 | 0 | 0 | 0 | 0 | 0.0 | 0.0 | No | -- | -- | -- | -- | -- | No | -- | -- | -- | -- | -- | Δ | -- | Y | Solid | ANSI | Both | Yes | 1 | Point | 8 | 6 | 0 | Other | 1 | [5 empty] | {E4025066-3EA9-4BC0-A947-181A36025E9B}
XFOR_太平花苑3主变2变_827 | Yes | New |  | BUS_平花苑#3变高压母线_238 | BUS_苑3主变2变_827_1489 | 3 | N | Shell | 65 | 0.05 | MVA | 50 | -- | -- | -- | 10 | kV | 2.9 | 0.4 | kV | 72.2 | 10 | % | 20 | 10 | % | 20 | 0 | 0 | 0 | 0 | 0 | 0 | 0.0 | 0.0 | No | -- | -- | -- | -- | -- | No | -- | -- | -- | -- | -- | Δ | -- | Y | Solid | ANSI | Both | Yes | 1 | Point | 8 | 6 | 0 | Other | 1 | [5 empty] | {A38501B9-ABA5-4A01-9AE5-5D5B54115E11}
XFOR_太平花苑4主变1变_828 | Yes | New |  | BUS_CNODE_JCT__1459 | BUS_苑4主变1变_828_1543 | 3 | N | Shell | 65 | 0.05 | MVA | 50 | -- | -- | -- | 10 | kV | 2.9 | 0.4 | kV | 72.2 | 10 | % | 20 | 10 | % | 20 | 0 | 0 | 0 | 0 | 0 | 0 | 0.0 | 0.0 | No | -- | -- | -- | -- | -- | No | -- | -- | -- | -- | -- | Δ | -- | Y | Solid | ANSI | Both | Yes | 1 | Point | 8 | 6 | 0 | Other | 1 | [5 empty] | {C9F759B8-E76E-42E5-8D30-4301220C9515}
XFOR_太平花苑4主变2变_829 | Yes | New |  | BUS_平花苑#4变高压母线_239 | BUS_苑4主变2变_829_1483 | 3 | N | Shell | 65 | 0.05 | MVA | 50 | -- | -- | -- | 10 | kV | 2.9 | 0.4 | kV | 72.2 | 10 | % | 20 | 10 | % | 20 | 0 | 0 | 0 | 0 | 0 | 0 | 0.0 | 0.0 | No | -- | -- | -- | -- | -- | No | -- | -- | -- | -- | -- | Δ | -- | Y | Solid | ANSI | Both | Yes | 1 | Point | 8 | 6 | 0 | Other | 1 | [5 empty] | {FC9CC4C3-99F8-4F7F-BECB-256709A84A46}
XFOR_太平花苑6主变_823 | Yes | New |  | BUS_CNODE_JCT__1455 | BUS_苑6主变_823_1535 | 3 | N | Shell | 65 | 0.05 | MVA | 50 | -- | -- | -- | 10 | kV | 2.9 | 0.4 | kV | 72.2 | 10 | % | 20 | 10 | % | 20 | 0 | 0 | 0 | 0 | 0 | 0 | 0.0 | 0.0 | No | -- | -- | -- | -- | -- | No | -- | -- | -- | -- | -- | Δ | -- | Y | Solid | ANSI | Both | Yes | 1 | Point | 8 | 6 | 0 | Other | 1 | [5 empty] | {3C7FF31F-7181-47B9-9257-087997F093DD}
XFOR_太平花苑7主变_822 | Yes | New |  | BUS_CNODE_JCT__1454 | BUS_苑7主变_822_1533 | 3 | N | Shell | 65 | 0.05 | MVA | 50 | -- | -- | -- | 10 | kV | 2.9 | 0.4 | kV | 72.2 | 10 | % | 20 | 10 | % | 20 | 0 | 0 | 0 | 0 | 0 | 0 | 0.0 | 0.0 | No | -- | -- | -- | -- | -- | No | -- | -- | -- | -- | -- | Δ | -- | Y | Solid | ANSI | Both | Yes | 1 | Point | 8 | 6 | 0 | Other | 1 | [5 empty] | {D72A3DCD-60D0-4D48-B8B6-0DBC584A9921}
XFOR_太平花苑8主变1变_820 | Yes | New |  | BUS_CNODE_JCT__1452 | BUS_苑8主变1变_820_1529 | 3 | N | Shell | 65 | 0.05 | MVA | 50 | -- | -- | -- | 10 | kV | 2.9 | 0.4 | kV | 72.2 | 10 | % | 20 | 10 | % | 20 | 0 | 0 | 0 | 0 | 0 | 0 | 0.0 | 0.0 | No | -- | -- | -- | -- | -- | No | -- | -- | -- | -- | -- | Δ | -- | Y | Solid | ANSI | Both | Yes | 1 | Point | 8 | 6 | 0 | Other | 1 | [5 empty] | {D54C5C01-BF35-4E3C-9C85-3D95A5A08114}
XFOR_太平花苑8主变2变_821 | Yes | New |  | BUS_CNODE_JCT__1453 | BUS_苑8主变2变_821_1531 | 3 | N | Shell | 65 | 0.05 | MVA | 50 | -- | -- | -- | 10 | kV | 2.9 | 0.4 | kV | 72.2 | 10 | % | 20 | 10 | % | 20 | 0 | 0 | 0 | 0 | 0 | 0 | 0.0 | 0.0 | No | -- | -- | -- | -- | -- | No | -- | -- | -- | -- | -- | Δ | -- | Y | Solid | ANSI | Both | Yes | 1 | Point | 8 | 6 | 0 | Other | 1 | [5 empty] | {BC0F819E-816B-4A74-8CBE-9A9A0063965C}
XFOR_太平花苑9主变1变_830 | Yes | New |  | BUS_CNODE_JCT__1460 | BUS_苑9主变1变_830_1545 | 3 | N | Shell | 65 | 0.05 | MVA | 50 | -- | -- | -- | 10 | kV | 2.9 | 0.4 | kV | 72.2 | 10 | % | 20 | 10 | % | 20 | 0 | 0 | 0 | 0 | 0 | 0 | 0.0 | 0.0 | No | -- | -- | -- | -- | -- | No | -- | -- | -- | -- | -- | Δ | -- | Y | Solid | ANSI | Both | Yes | 1 | Point | 8 | 6 | 0 | Other | 1 | [5 empty] | {DB47618E-FBE7-413E-AB23-D807E6CA290E}
XFOR_太平花苑9主变2变_831 | Yes | New |  | BUS_CNODE_JCT__1461 | BUS_苑9主变2变_831_1547 | 3 | N | Shell | 65 | 0.05 | MVA | 50 | -- | -- | -- | 10 | kV | 2.9 | 0.4 | kV | 72.2 | 10 | % | 20 | 10 | % | 20 | 0 | 0 | 0 | 0 | 0 | 0 | 0.0 | 0.0 | No | -- | -- | -- | -- | -- | No | -- | -- | -- | -- | -- | Δ | -- | Y | Solid | ANSI | Both | Yes | 1 | Point | 8 | 6 | 0 | Other | 1 | [5 empty] | {E167A1B7-1B21-4334-A678-70ACF068FA78}
XFOR_太平花苑菜场配电所_804 | Yes | New |  | BUS_line47_218 | BUS_苑菜场配电所_804_1481 | 3 | N | Shell | 65 | 0.05 | MVA | 50 | -- | -- | -- | 10 | kV | 2.9 | 0.4 | kV | 72.2 | 10 | % | 20 | 10 | % | 20 | 0 | 0 | 0 | 0 | 0 | 0 | 0.0 | 0.0 | No | -- | -- | -- | -- | -- | No | -- | -- | -- | -- | -- | Δ | -- | Y | Solid | ANSI | Both | Yes | 1 | Point | 8 | 6 | 0 | Other | 1 | [5 empty] | {035DF0B5-6EE0-4909-8A53-194FEE6993F0}
XFOR_逸翠居小区#1箱变_813 | Yes | New |  | BUS_CNODE_JCT__1445 | BUS_小区#1箱变_813_1515 | 3 | N | Shell | 65 | 0.05 | MVA | 50 | -- | -- | -- | 10 | kV | 2.9 | 0.4 | kV | 72.2 | 10 | % | 20 | 10 | % | 20 | 0 | 0 | 0 | 0 | 0 | 0 | 0.0 | 0.0 | No | -- | -- | -- | -- | -- | No | -- | -- | -- | -- | -- | Δ | -- | Y | Solid | ANSI | Both | Yes | 1 | Point | 8 | 6 | 0 | Other | 1 | [5 empty] | {9F8F5E79-B7A6-4652-80BA-2198B2CE8926}
XFOR_逸翠居小区#2箱变_812 | Yes | New |  | BUS_CNODE_JCT__1444 | BUS_小区#2箱变_812_1513 | 3 | N | Shell | 65 | 0.05 | MVA | 50 | -- | -- | -- | 10 | kV | 2.9 | 0.4 | kV | 72.2 | 10 | % | 20 | 10 | % | 20 | 0 | 0 | 0 | 0 | 0 | 0 | 0.0 | 0.0 | No | -- | -- | -- | -- | -- | No | -- | -- | -- | -- | -- | Δ | -- | Y | Solid | ANSI | Both | Yes | 1 | Point | 8 | 6 | 0 | Other | 1 | [5 empty] | {F20AF5FF-6AF1-49F9-8E06-720518A1BAD8}
XFOR_颐秀居#1变_818 | Yes | New |  | BUS_CNODE_JCT__1450 | BUS_#1变_818_1525 | 3 | N | Shell | 65 | 0.05 | MVA | 50 | -- | -- | -- | 10 | kV | 2.9 | 0.4 | kV | 72.2 | 10 | % | 20 | 10 | % | 20 | 0 | 0 | 0 | 0 | 0 | 0 | 0.0 | 0.0 | No | -- | -- | -- | -- | -- | No | -- | -- | -- | -- | -- | Δ | -- | Y | Solid | ANSI | Both | Yes | 1 | Point | 8 | 6 | 0 | Other | 1 | [5 empty] | {1764A723-5975-493D-AC85-02D136E9B52D}
XFOR_颐秀居#2变_819 | Yes | New |  | BUS_CNODE_JCT__1451 | BUS_#2变_819_1527 | 3 | N | Shell | 65 | 0.05 | MVA | 50 | -- | -- | -- | 10 | kV | 2.9 | 0.4 | kV | 72.2 | 10 | % | 20 | 10 | % | 20 | 0 | 0 | 0 | 0 | 0 | 0 | 0.0 | 0.0 | No | -- | -- | -- | -- | -- | No | -- | -- | -- | -- | -- | Δ | -- | Y | Solid | ANSI | Both | Yes | 1 | Point | 8 | 6 | 0 | Other | 1 | [5 empty] | {E659492A-B051-41A2-A1E6-FBF749DAC04E}
Your Logo
Note on BS8: Transmission=15 Sub Transmission=16 Primary UG=17 Primary OH=17 Secondary UG=18 Secondary OH=18 Load UG=19 Load OH=19 Street Light=20 None=21

## Three-Winding Transformer (hidden)
| Project |  | 0
| Location |  | 0
| Contract # |  | 0 | [5 empty] | Revision | Base
| Date |  | 2025-02-15 | [5 empty] | Config. | Normal
THREE-WINDING TRANSFORMER DATA
Equipment ID | In Service | State | Description | Primary Element ID | Secondary Element ID | Tertiary Element ID | Temp Rise | Pri-Sec Rated Power | Pri-Sec Rated Power Unit | Primary Voltage | Primary Voltage Unit | Seondary Voltage | Secondary Voltage Unit | Tertiary Voltage | Tertiary Voltage Unit | Sec-Ter Rated Power | Sec-Ter Rated Power Unit | Pri-Ter Rated Power | Pri-Ter Rated Power Unit | Pri-Sec Impedance | Pri-Sec Impedance Unit | Pri-Sec X/R | Pri-Ter Impedance | Pri-Ter Impedance Unit | Pri-Ter X/R | Sec-Ter Impedance | Sec-Ter Impedance Unit | Sec-Ter X/R | Cooling Code | Basic Impulse Level | OTI GUID
[ID] | _eF=IF(_eB[InService] = True, "Yes", "No") | [InServiceState] | [Description] | _eF=IF(TRIM(_eT[CONNECT_FromElement]) = "", _eT[PrimaryBus], _eT[CONNECT_FromElement]) | _eF=IF(TRIM(_eT[CONNECT_ToElement1]) = "", _eT[SecondaryBus], _eT[CONNECT_ToElement1]) | _eF=IF(TRIM(_eT[CONNECT_ToElement2]) = "", _eT[TeritiaryBus], _eT[CONNECT_ToElement2]) | [Temperature] | _eF=CHOOSE((_eN[kVAButton] + 1), _eN[PrimkVA] / 1000,_eN[PrimkVA], _eN[PrimkVA] * 1000) | _eF=CHOOSE((_eN[kVAButton] + 1), "MVA", "kVA", "VA") | _eF=Round(_eN[PrimkV], 2) | kV | _eF=Round(_eN[SeckV], 2) | kV | _eF=Round(_eN[TerkV], 2) | kV | _eF=CHOOSE((_eN[kVAButton] + 1), _eN[SeckVA] / 1000,_eN[SeckVA], _eN[SeckVA] * 1000) | _eF=CHOOSE((_eN[kVAButton] + 1), "MVA", "kVA", "VA") | _eF=CHOOSE((_eN[kVAButton] + 1), _eN[TerkVA] / 1000,_eN[TerkVA], _eN[TerkVA] * 1000) | _eF=CHOOSE((_eN[kVAButton] + 1), "MVA", "kVA", "VA") | _eF=Round(_eN[PSPosZ], 1) | % | _eF=Round(_eN[PSPosXOverR], 1) | _eF=Round(_eN[PTPosZ], 1) | % | _eF=Round(_eN[PTPosXOverR], 1) | _eF=Round(_eN[STPosZ], 1) | % | _eF=Round(_eN[STPosXOverR], 1) | [ClassName] | [BIL] | [OtiGUID]
Your Logo

## Reactor (hidden)
| Project | 0
| Location | 0
| Contract # | 0 | [10 empty] | Revision | Base
| Date | 2025-02-15 | [10 empty] | Config. | Normal
REACTOR DATA
Equipment ID | Phase | Rated Amps | Rated kV | In Service | State | Description | From Element ID | To Element ID | Impedance |  |  |  | Tolerance (%) | Comment | OTI GUID
[9 empty] | Positive Z (Ohms) | Positive X/R | Zero Z (Ohms) | Zero X/R |  |  |  | XCoordinate | YCoordinate | Layer | Feeder ID | Substation ID
[ID] | _eF=IF(_eN[Phase] = 0, "3", "1") | _eF=Round(_eN[Amp], 1) | _eF=Round(_eN[kV], 3) | _eF=IF(_eB[InService] = True, "Yes", "No") | [InServiceState] | [Description] | _eF=IF(TRIM(_eT[CONNECT_FromElement]) = "", _eT[FromBus], _eT[CONNECT_FromElement]) | _eF=IF(TRIM(_eT[CONNECT_ToElement1]) = "", _eT[ToBus], _eT[CONNECT_ToElement1]) | _eF=Round(_eN[ZPos], 1) | _eF=Round(_eN[XRPos], 1) | _eF=IF(_eN[Phase] = 0,Round(_eN[ZZero], 1),"--") | _eF=IF(_eN[Phase] = 0,Round(_eN[XRZero], 1),"--") | _eF=Round(_eN[Tolerance], 1) | [CommentText] | [OtiGUID]
Your Logo
Note on S8: Transmission=15 Sub Transmission=16 Primary UG=17 Primary OH=17 Secondary UG=18 Secondary OH=18 Load UG=19 Load OH=19 Street Light=20 None=21

## Impedance (hidden)
| Project | 0
| Location | 0
| Contract # | 0 | [10 empty] | Revision | Base
| Date | 2025-02-15 | [10 empty] | Config. | Normal
IMPEDANCE DATA
Equipment ID | Phase | Unit % or Ohms | Base kV (required for Unit in %) | In Service | State | Description | From Element ID | To Element ID | Impedance | [5 empty] | Comment | OTI GUID
[9 empty] | Positive R | Positive X | Positive Y | Zero R | Zero X | Zero Y
[ID] | _eF=IF(_eN[Phase] = 0, "3", "1") | _eF=IF(_eN[UnitSystem] = 0, "%", "Ohms") | _eF=Round(_eN[kV], 3) | _eF=IF(_eB[InService] = True, "Yes", "No") | [InServiceState] | [Description] | _eF=IF(TRIM(_eT[CONNECT_FromElement]) = "", _eT[FromBus], _eT[CONNECT_FromElement]) | _eF=IF(TRIM(_eT[CONNECT_ToElement1]) = "", _eT[ToBus], _eT[CONNECT_ToElement1]) | _eF=Round(_eN[RPos], 1) | _eF=Round(_eN[XPos], 1) | _eF=Round(_eN[YPos], 1) | _eF=IF(_eN[Phase] = 0,Round(_eN[RZero], 1),"--") | _eF=IF(_eN[Phase] = 0,Round(_eN[XZero], 1),"--") | _eF=IF(_eN[Phase] = 0,Round(_eN[YZero], 1),"--") | [CommentText] | [OtiGUID]
Your Logo

## Induction Motor (hidden)
| Project | 0
| Location | 0
| Contract # | 0 | [6 empty] | Revision | Base
| Date | 2025-02-15 | [6 empty] | Config. | Normal
INDUCTION MOTOR DATA
Motor ID | Quantity | Connected Element ID | Data Type | Priority | RUN_INT_SP | Service Type 1 = Inservice | State | Description | Motor Voltage (kV) | Motor Rating |  | % Loading 1 | Phase | Phase Connection | Cont DF | Interm DF | Spare DF | PF (100%) | PF (75%) | PF (50%) | EFF (100%) | EFF (75%) | EFF (50%) | % Locked Rotor Current | % Starting PF | Starting Device | X0 | X0/R | X2 | X2/R | NEMA Code | Grounding |  |  | Rated RPM | % Slip | Service Factor | Stall Time Hot Start | Stall Time Cold Start | Comment | OTI GUID
[32 empty] | Delta/Y | Type | Amp | [7 empty] | XCoordinate | YCoordinate | Layer | Feeder ID | Substation ID
[10 empty] | Value | Unit
[ID] | [Quantity] | _eF=IF(TRIM(_eT[CONNECT_FromElement]) = "", _eT[Bus], _eT[CONNECT_FromElement]) | _eF=CHOOSE((_eN[DataType] + 1), DataType0, DataType1, DataType2, DataType3, DataType4, DataType5, DataType6, DataType7, DataType8, DataType9) | _eF=CHOOSE((_eN[Priority]+1), Priority0, Priority1, Priority2, Priority3, Priority4, Priority5, Priority6, Priority7, Priority8, Priority9) | [PdeStatus] | _eF=IF(_eB[InService] = True, 1, 0) | [InServiceState] | [Description] | _eF=Round(_eN[kV], 3) | _eF=Round(_eN[HP], 1) | _eF=IF(_eN[HP_kW] =0, "HP", "kW") | _eF=FIXED(_eN[PercentLoad1],1) | _eF=IF(_eN[Phase] = 0, "3", "1") | _eF=IF(_eN[Phase] = 1, CHOOSE((_eN[PhaseConnection]+1), "A", "B", "C", "AB", "BC", "CA"), "") | [ContDF] | [InterDF] | [SpareDF] | _eF=FIXED(_eN[PF100], 1) | _eF=FIXED(_eN[PF75], 1) | _eF=FIXED(_eN[PF50], 1) | _eF=FIXED(_eN[EFF100], 1) | _eF=FIXED(_eN[EFF75], 1) | _eF=FIXED(_eN[EFF50], 1) | _eF=Fixed(_eN[LRC], 0) | _eF=FIXED(_eN[PFlr], 1) | [StartType] | _eF=Round(_eN[X0], 2) | _eF=Round(_eN[X0OverR], 3) | _eF=Round(_eN[X2], 2) | _eF=Round(_eN[X2OverR], 3) | _eF=IF(_eN[DesignStandard]=1, _eT[NemaCode], "--") | _eF=IF(_eN[Phase] = 0, IF(_eN[DeltaY] = 0, "Y", "Δ"),"--") | _eF=IF(OR(_eN[DeltaY]=1,_eN[Phase] = 1),"--", CHOOSE((_eN[GroundingType] + 1), "Open", "Solid", "Resistor", "Reactor")) | _eF=IF(AND(_eN[GroundingType]=2,_eN[GroundingType]=3), Round(_eN[GroundingAmp], 1),"--") | _eF=Round((120*Frequency/_eN[Poles])*(1 - _eN[RatedSlip]/100), 0) | _eF=Round(_eN[RatedSlip], 1) | [SF] | [StallHotStart] | [StallColdStart] | [CommentText] | [OtiGUID]
Your Logo
Note on AS8: Transmission=15 Sub Transmission=16 Primary UG=17 Primary OH=17 Secondary UG=18 Secondary OH=18 Load UG=19 Load OH=19 Street Light=20 None=21

## Synchronous Motor (hidden)
| Project | 0
| Location | 0
| Contract # | 0 | [6 empty] | Revision | Base
| Date | 2025-02-15 | [6 empty] | Config. | Normal
SYNCHRONOUS MOTOR DATA
Motor ID | Quantity | Connected Element ID | Data Type | Priority | RUN_INT_SP | In Service | State | Description | Motor Voltage (kV) | Motor Rating |  | % Loading 1 | Phase | Phase Connection | Cont DF | Interm DF | Spare DF | PF (100%) | PF (75%) | PF (50%) | EFF (100%) | EFF (75%) | EFF (50%) | Poles | Impedance | [6 empty] | Dynamic Model | [15 empty] | % Locked Rotor Current | % Starting PF | Starting Device | Grounding |  |  | Rated RPM | Service Factor | Stall Time Hot Start | Stall Time Cold Start | Comment | OTI GUID
[25 empty] | Xd" % | Xd"/Ra | X0 % | X0/R0 | X2 % | X2/R2 | Rdc % | Model Type | Xd % | Xq % | Tdo' (Sec) | Xdu % | Xqu % | Tdo" (Sec) | Xd' % | Xq' % | XL % | Xq" % | Tqo" (Sec) | Sbreak | S100 | S120 | Damping |  |  |  | Delta/Y | Type | Amp | [6 empty] | XCoordinate | YCoordinate | Layer | Feeder ID | Substation ID
[10 empty] | Value | Unit
[ID] | [Quantity] | _eF=IF(TRIM(_eT[CONNECT_FromElement]) = "", _eT[Bus], _eT[CONNECT_FromElement]) | _eF=CHOOSE((_eN[DataType] + 1), DataType0, DataType1, DataType2, DataType3, DataType4, DataType5, DataType6, DataType7, DataType8, DataType9) | _eF=CHOOSE((_eN[Priority]+1), Priority0, Priority1, Priority2, Priority3, Priority4, Priority5, Priority6, Priority7, Priority8, Priority9) | [PdeStatus] | _eF=IF(_eB[InService] = True, "Yes", "No") | [InServiceState] | [Description] | _eF=Round(_eN[kV], 3) | _eF=Round(_eN[HP], 1) | _eF=IF(_eN[HP_kW] =0, "HP", "kW") | _eF=FIXED(_eN[PercentLoad1],1) | _eF=IF(_eN[Phase] = 0, "3", "1") | _eF=IF(_eN[Phase] = 1, CHOOSE((_eN[PhaseConnection]+1), "A", "B", "C", "AB", "BC", "CA"), "") | [ContDF] | [InterDF] | [SpareDF] | _eF=FIXED(_eN[PF100], 1) | _eF=FIXED(_eN[PF75], 1) | _eF=FIXED(_eN[PF50], 1) | _eF=FIXED(_eN[EFF100], 1) | _eF=FIXED(_eN[EFF75], 1) | _eF=FIXED(_eN[EFF50], 1) | [Poles] | _eF=Round(_eN[XdPP], 3) | _eF=Round(_eN[X_R], 1) | _eF=Round(_eN[X0], 3) | _eF=Round(_eN[X_R0], 1) | _eF=Round(_eN[X2], 3) | _eF=Round(_eN[X_R2], 1) | _eF=Round(_eN[RdcPercent], 3) | _eF=CHOOSE((_eN[DynModelType] + 1), "Equivalent", "Transient", "Subtransient","None") | _eF=IF(_eN[DynModelType]=3, "--", Round(_eN[Xd], 3)) | _eF=IF(_eN[DynModelType]=3, "--",Round(_eN[Xq], 3)) | _eF=IF(_eN[DynModelType]=3, "--",Round(_eN[Td0P], 1)) | _eF=IF(_eN[DynModelType]=3, "--",Round(_eN[Xdu], 3)) | _eF=IF(_eN[DynModelType]=3, "--",Round(_eN[Xqu], 3)) | _eF=IF(_eN[DynModelType]=3, "--",IF(_eN[DynModelType]=2, Round(_eN[Td0PP], 3),"--")) | _eF=IF(_eN[DynModelType]=3, "--",Round(_eN[XdP], 3)) | _eF=IF(_eN[DynModelType]=3, "--",IF(_eN[DynModelType]=0, "--", Round(_eN[XqP], 3))) | _eF=IF(_eN[DynModelType]=3, "--",Round(_eN[X1], 3)) | _eF=IF(_eN[DynModelType]=2, Round(_eN[XqPP], 3),"--") | _eF=IF(_eN[DynModelType]=2, Round(_eN[Tq0PP], 3),"--") | _eF=IF(_eN[DynModelType]=3, "--",Round(_eN[Sbreak], 1)) | _eF=IF(_eN[DynModelType]=3, "--",Round(_eN[S100], 1)) | _eF=IF(_eN[DynModelType]=3, "--",Round(_eN[S120], 1)) | _eF=IF(_eN[DynModelType]=3, "--",Round(_eN[Damping], 1)) | _eF=Fixed(_eN[LRC], 0) | _eF=FIXED(_eN[PFlr], 1) | [StartType] | _eF=IF(_eN[Phase]=0,IF(_eN[DeltaY] = 0, "Y", "Δ"),"") | _eF=IF(_eN[Phase]=0,IF(_eN[DeltaY]=1, "--", CHOOSE((_eN[GroundingType] + 1), "Open", "Solid", "Resistor", "Reactor")),"") | _eF=IF(AND(_eN[GroundingType]=2,_eN[GroundingType]=3), Round(_eN[GroundingAmp], 1),"--") | _eF=Round((120*Frequency/_eN[Poles]), 0) | [SF] | [StallHotStart] | [StallColdStart] | [CommentText] | [OtiGUID]
Your Logo
Note on BK8: Transmission=15 Sub Transmission=16 Primary UG=17 Primary OH=17 Secondary UG=18 Secondary OH=18 Load UG=19 Load OH=19 Street Light=20 None=21

## Static Load (hidden)
| Project | 0
| Location | 0
| Contract # | 0 | [6 empty] | Revision | Base
| Date | 2025-02-15 | [6 empty] | Config. | Normal
STATIC LOAD DATA
Heater ID | Quantity | Connected Element ID | Data Type | Priority | RUN_INT_SP | In Service | State | Description | Voltage (kV) | Rating (kW) | % PF | Phase | Phase Connection | Cont DF | Interm DF | Spare DF | Delta-Y Connection | Comment | OTI GUID
[20 empty] | XCoordinate | YCoordinate | Layer | Feeder ID | Substation ID
[ID] | [Quantity] | _eF=IF(TRIM(_eT[CONNECT_FromElement]) = "", _eT[Bus], _eT[CONNECT_FromElement]) | _eF=CHOOSE((_eN[DataType] + 1), DataType0, DataType1, DataType2, DataType3, DataType4, DataType5, DataType6, DataType7, DataType8, DataType9) | _eF=CHOOSE((_eN[Priority]+1), Priority0, Priority1, Priority2, Priority3, Priority4, Priority5, Priority6, Priority7, Priority8, Priority9) | [PdeStatus] | _eF=IF(_eB[InService] = True, "Yes", "No") | [InServiceState] | [Description] | _eF=Round(_eN[kV], 3) | _eF=Round(_eN[kW], 0) | _eF=FIXED(_eN[PF], 1) | _eF=IF(_eN[Phase] = 0, "3", "1") | _eF=IF(_eN[Phase] = 1, CHOOSE((_eN[PhaseConnection]+1), "A", "B", "C", "AB", "BC", "CA"), "") | [ContDF] | [InterDF] | [SpareDF] | _eF=IF(_eN[Phase] = 0,CHOOSE((_eN[GroundingConnection] + 1), "Y", "Y Grounded", "Δ"),"--") | [CommentText] | [OtiGUID]
Your Logo
Note on W8: Transmission=15 Sub Transmission=16 Primary UG=17 Primary OH=17 Secondary UG=18 Secondary OH=18 Load UG=19 Load OH=19 Street Light=20 None=21

## Lumped Load
| Project | 0
| Location | 0
| Contract # | 0 | [6 empty] | Revision | Base
| Date | 2025-02-15 | [6 empty] | Config. | Normal
LUMPED LOAD DATA
Motor ID | Connected Element ID | Data Type | Priority | Configuration Status | In Service | State | Description | Load Voltage (kV) | Load kVA | Unit | % PF | Phase | Phase Connection | Cont DF | Interm DF | Spare DF | Grounding | % Motor Load | % LRC | X/R | Ansi Short-Circuit Xsc (%) |  | IEC Short-Circuit |  | Comment | OTI GUID
[21 empty] | 1/2 cycle | 1.5-4 cycle | X" (%) | Td' (s) |  |  | XCoordinate | YCoordinate | Layer | Feeder ID | Substation ID
[ID] | _eF=IF(TRIM(_eT[CONNECT_FromElement]) = "", _eT[Bus], _eT[CONNECT_FromElement]) | _eF=CHOOSE((_eN[DataType] + 1), DataType0, DataType1, DataType2, DataType3, DataType4, DataType5, DataType6, DataType7, DataType8, DataType9) | _eF=CHOOSE((_eN[Priority]+1), Priority0, Priority1, Priority2, Priority3, Priority4, Priority5, Priority6, Priority7, Priority8, Priority9) | [PdeStatus] | _eF=IF(_eB[InService] = True, "Yes", "No") | [InServiceState] | [Description] | _eF=Round(_eN[kV], 3) | _eF=Round(CHOOSE((_eN[MVAButton] + 1), _eN[MVA] / 1000, _eN[MVA], _eN[MVA] * 1000),3) | _eF=CHOOSE((_eN[MVAButton] + 1), "MVA", "KVA", "VA") | _eF=FIXED(_eN[PF], 1) | _eF=IF(_eN[Phase] = 0, "3", "1") | _eF=IF(_eN[Phase] = 1, CHOOSE((_eN[PhaseConnection]+1), "A", "B", "C", "AB", "BC", "CA"), "") | [ContDF] | [InterDF] | [SpareDF] | _eF=IF(_eN[Phase] = 0,CHOOSE((_eN[DeltaY] + 1), "Y", "Δ"),"--") | _eF=Round(_eN[MTLoadPercent], 0) | _eF=Round(_eN[LRC], 1) | _eF=Round(_eN[XOverR], 1) | _eF=Round(_eN[Xpp], 0) | _eF=Round(_eN[Xp], 0) | _eF=Round(10000*_eN[XOverR]/(_eN[LRC]*sqrt(1+(_eN[XOverR])^2)),3) | _eF=Round(_eN[Tdp], 1) | [CommentText] | [OtiGUID]
LOAD_#1变_818_1526 | BUS_#1变_818_1525 | DataType1 | Priority4 | Continuous | Yes | New |  | 0.4 | 40 | KVA | 90.0 | 3 |  | 100 | 50 | 0 | Δ | 0 | 600 | 2.4 | 20 | 50 | 15.365 | 0.2 |  | {9E9F280F-407E-4447-8E3C-2CBB63A68880}
LOAD_#2变_819_1528 | BUS_#2变_819_1527 | DataType1 | Priority4 | Continuous | Yes | New |  | 0.4 | 40 | KVA | 90.0 | 3 |  | 100 | 50 | 0 | Δ | 0 | 600 | 2.4 | 20 | 50 | 15.365 | 0.2 |  | {8032CB6F-AED2-4D6C-8EB0-E5CF0B197090}
LOAD_【低联互备】江苏亚都_943 | BUS_CNODE_JCT__1306 | DataType1 | Priority4 | Continuous | Yes | New |  | 10 | 1000 | KVA | 90.0 | 3 |  | 100 | 50 | 0 | Δ | 0 | 650 | 6.7 | 15 | 23 | 15.215 | 0.2 |  | {3F8B8A7C-CFDB-4E73-BD95-EE8A80AB29DF}
LOAD_【低联互备】江苏亚都_946 | BUS_CNODE_JCT__1464 | DataType1 | Priority4 | Continuous | Yes | New |  | 10 | 1600 | KVA | 90.0 | 3 |  | 100 | 50 | 0 | Δ | 0 | 650 | 6.7 | 15 | 23 | 15.215 | 0.2 |  | {D88799CF-E919-40BF-A232-037BA724899F}
LOAD_【高联互备】南京市工_944 | BUS_CNODE_JCT__1323 | DataType1 | Priority4 | Continuous | Yes | New |  | 10 | 1260 | KVA | 90.0 | 3 |  | 100 | 50 | 0 | Δ | 0 | 650 | 6.7 | 15 | 23 | 15.215 | 0.2 |  | {D0FBD70C-BD83-4AC6-A9E6-0D4FC7DAE3EA}
LOAD_1#箱变_814_1518 | BUS_1#箱变_814_1517 | DataType1 | Priority4 | Continuous | Yes | New |  | 0.4 | 40 | KVA | 90.0 | 3 |  | 100 | 50 | 0 | Δ | 0 | 600 | 2.4 | 20 | 50 | 15.365 | 0.2 |  | {CABD79C9-06FB-4854-AE67-7171DED572CB}
LOAD_1#配电所1#_80_1488 | BUS_1#配电所1#_80_1487 | DataType1 | Priority4 | Continuous | Yes | New |  | 0.4 | 40 | KVA | 90.0 | 3 |  | 100 | 50 | 0 | Δ | 0 | 600 | 2.4 | 20 | 50 | 15.365 | 0.2 |  | {DAECA034-66E5-4C2B-92A6-69DA851C9797}
LOAD_1#配电所2#_80_1496 | BUS_1#配电所2#_80_1495 | DataType1 | Priority4 | Continuous | Yes | New |  | 0.4 | 40 | KVA | 90.0 | 3 |  | 100 | 50 | 0 | Δ | 0 | 600 | 2.4 | 20 | 50 | 15.365 | 0.2 |  | {40EE8AB8-D87C-415E-842E-E43D6D9858D1}
LOAD_1#配电所3#_80_1486 | BUS_1#配电所3#_80_1485 | DataType1 | Priority4 | Continuous | Yes | New |  | 0.4 | 40 | KVA | 90.0 | 3 |  | 100 | 50 | 0 | Δ | 0 | 600 | 2.4 | 20 | 50 | 15.365 | 0.2 |  | {CBB94363-22BC-4F5C-A5B3-BF8A7F1D422B}
LOAD_1#配电所4#_80_1498 | BUS_1#配电所4#_80_1497 | DataType1 | Priority4 | Continuous | Yes | New |  | 0.4 | 40 | KVA | 90.0 | 3 |  | 100 | 50 | 0 | Δ | 0 | 600 | 2.4 | 20 | 50 | 15.365 | 0.2 |  | {F8090374-B6E7-4ACD-9BE8-DFDCB1B89ACF}
LOAD_V爱涛线1号环_79_1492 | BUS_V爱涛线1号环_79_1491 | DataType1 | Priority4 | Continuous | Yes | New |  | 0.4 | 40 | KVA | 90.0 | 3 |  | 100 | 50 | 0 | Δ | 0 | 600 | 2.4 | 20 | 50 | 15.365 | 0.2 |  | {EC0A807A-1C13-43BA-AD1F-363E5C0AC956}
LOAD_V爱涛线3号环_83_1552 | BUS_V爱涛线3号环_83_1551 | DataType1 | Priority4 | Continuous | Yes | New |  | 0.4 | 40 | KVA | 90.0 | 3 |  | 100 | 50 | 0 | Δ | 0 | 600 | 2.4 | 20 | 50 | 15.365 | 0.2 |  | {45F7604D-7623-4CAC-9346-421082C9ECAD}
LOAD_V爱涛线4号环_79_1494 | BUS_V爱涛线4号环_79_1493 | DataType1 | Priority4 | Continuous | Yes | New |  | 0.4 | 40 | KVA | 90.0 | 3 |  | 100 | 50 | 0 | Δ | 0 | 600 | 2.4 | 20 | 50 | 15.365 | 0.2 |  | {15A16A4B-AEBE-4801-949B-1A819E7CC2E3}
LOAD_V苏源4号线2_83_1550 | BUS_V苏源4号线2_83_1549 | DataType1 | Priority4 | Continuous | Yes | New |  | 0.4 | 40 | KVA | 90.0 | 3 |  | 100 | 50 | 0 | Δ | 0 | 600 | 2.4 | 20 | 50 | 15.365 | 0.2 |  | {840884F9-3E23-42F6-92DD-42186C81E034}
LOAD_元居#3箱变_816_1522 | BUS_元居#3箱变_816_1521 | DataType1 | Priority4 | Continuous | Yes | New |  | 0.4 | 40 | KVA | 90.0 | 3 |  | 100 | 50 | 0 | Δ | 0 | 600 | 2.4 | 20 | 50 | 15.365 | 0.2 |  | {ECA3FFB9-284B-4AAA-A713-4BBB2642FBBE}
LOAD_元居#4箱变_815_1520 | BUS_元居#4箱变_815_1519 | DataType1 | Priority4 | Continuous | Yes | New |  | 0.4 | 40 | KVA | 90.0 | 3 |  | 100 | 50 | 0 | Δ | 0 | 600 | 2.4 | 20 | 50 | 15.365 | 0.2 |  | {A7FCB86A-D04C-4217-B4C6-F5FB1D1DDB93}
LOAD_区1变_811_1512 | BUS_区1变_811_1511 | DataType1 | Priority4 | Continuous | Yes | New |  | 0.4 | 40 | KVA | 90.0 | 3 |  | 100 | 50 | 0 | Δ | 0 | 600 | 2.4 | 20 | 50 | 15.365 | 0.2 |  | {4DCEB525-75CA-4FB0-8E82-80156D369BD4}
LOAD_区2变_817_1524 | BUS_区2变_817_1523 | DataType1 | Priority4 | Continuous | Yes | New |  | 0.4 | 40 | KVA | 90.0 | 3 |  | 100 | 50 | 0 | Δ | 0 | 600 | 2.4 | 20 | 50 | 15.365 | 0.2 |  | {DF9814C6-02B4-472A-B039-CF3F4EBB6F88}
LOAD_南京原野制衣有限公司_939 | BUS_CNODE_JCT__1301 | DataType1 | Priority4 | Continuous | Yes | New |  | 10 | 100 | KVA | 90.0 | 3 |  | 100 | 50 | 0 | Δ | 0 | 650 | 6.7 | 15 | 23 | 15.215 | 0.2 |  | {9A73A473-A7F8-41DC-AA6B-45D69B46D4CB}
LOAD_南京寒锐钴业股份有限_940 | BUS_CNODE_JCT__1289 | DataType1 | Priority4 | Continuous | Yes | New |  | 10 | 100 | KVA | 90.0 | 3 |  | 100 | 50 | 0 | Δ | 0 | 650 | 6.7 | 15 | 23 | 15.215 | 0.2 |  | {3638DFF5-3CB8-49A6-BF4F-687C5E344233}
LOAD_南京市国土资源局江宁_942 | BUS_CNODE_JCT__1299 | DataType1 | Priority4 | Continuous | Yes | New |  | 10 | 250 | KVA | 90.0 | 3 |  | 100 | 50 | 0 | Δ | 0 | 650 | 6.7 | 15 | 23 | 15.215 | 0.2 |  | {0327FE96-388C-4928-A9B0-2394523182B1}
LOAD_南京市江宁区路灯管理_937 | BUS_CNODE_JCT__1356 | DataType1 | Priority4 | Continuous | Yes | New |  | 10 | 160 | KVA | 90.0 | 3 |  | 100 | 50 | 0 | Δ | 0 | 650 | 6.7 | 15 | 23 | 15.215 | 0.2 |  | {18075034-F1AA-4955-B005-FD76F52D9FF7}
LOAD_南京市江宁医院_948 | BUS_CNODE_JCT__1325 | DataType1 | Priority4 | Continuous | Yes | New |  | 10 | 630 | KVA | 90.0 | 3 |  | 100 | 50 | 0 | Δ | 0 | 650 | 6.7 | 15 | 23 | 15.215 | 0.2 |  | {CF9C6F7D-B52A-4C11-B2E2-A983B0CAFE84}
LOAD_南京市翠屏山小学_936 | BUS_CNODE_JCT__1342 | DataType1 | Priority4 | Continuous | Yes | New |  | 10 | 630 | KVA | 90.0 | 3 |  | 100 | 50 | 0 | Δ | 0 | 650 | 6.7 | 15 | 23 | 15.215 | 0.2 |  | {7D810D18-9E96-4F9F-9A5F-3E6E775A6FD0}
LOAD_南京江城房地产开发有_935 | BUS_CNODE_JCT__1320 | DataType1 | Priority4 | Continuous | Yes | New |  | 10 | 500 | KVA | 90.0 | 3 |  | 100 | 50 | 0 | Δ | 0 | 650 | 6.7 | 15 | 23 | 15.215 | 0.2 |  | {7D0C1768-E7E9-4904-88F2-DD666783BD06}
LOAD_南京江宁经济技术开发_938 | BUS_CNODE_JCT__1327 | DataType1 | Priority4 | Continuous | Yes | New |  | 10 | 630 | KVA | 90.0 | 3 |  | 100 | 50 | 0 | Δ | 0 | 650 | 6.7 | 15 | 23 | 15.215 | 0.2 |  | {68BA4FB8-8D65-46A9-B265-285E6B52B185}
LOAD_南京江宁经济技术开发_941 | BUS_CNODE_JCT__1291 | DataType1 | Priority4 | Continuous | Yes | New |  | 10 | 400 | KVA | 90.0 | 3 |  | 100 | 50 | 0 | Δ | 0 | 650 | 6.7 | 15 | 23 | 15.215 | 0.2 |  | {1DC4AA87-374B-4120-B1FD-1BED51BF73FC}
LOAD_南京能瑞新能源汽车充_945 | BUS_CNODE_JCT__1463 | DataType1 | Priority4 | Continuous | Yes | New |  | 10 | 1260 | KVA | 90.0 | 3 |  | 100 | 50 | 0 | Δ | 0 | 650 | 6.7 | 15 | 23 | 15.215 | 0.2 |  | {5FB67107-3E0C-4CB2-BCAE-34D3387C64B2}
LOAD_南京隐龙山农工商联合_934 | BUS_CNODE_JCT__1303 | DataType1 | Priority4 | Continuous | Yes | New |  | 10 | 160 | KVA | 90.0 | 3 |  | 100 | 50 | 0 | Δ | 0 | 650 | 6.7 | 15 | 23 | 15.215 | 0.2 |  | {E1F6F457-6B83-4FF5-BCF9-A3E064D260CC}
LOAD_小区#1箱变_813_1516 | BUS_小区#1箱变_813_1515 | DataType1 | Priority4 | Continuous | Yes | New |  | 0.4 | 40 | KVA | 90.0 | 3 |  | 100 | 50 | 0 | Δ | 0 | 600 | 2.4 | 20 | 50 | 15.365 | 0.2 |  | {00720D86-49E1-4FA1-96A2-37F1CF8A26C7}
LOAD_小区#2箱变_812_1514 | BUS_小区#2箱变_812_1513 | DataType1 | Priority4 | Continuous | Yes | New |  | 0.4 | 40 | KVA | 90.0 | 3 |  | 100 | 50 | 0 | Δ | 0 | 600 | 2.4 | 20 | 50 | 15.365 | 0.2 |  | {9DCC4677-E900-4F5C-BDC3-E8319575C78F}
LOAD_开发总公司路灯变_947 | BUS_CNODE_JCT__1473 | DataType1 | Priority4 | Continuous | Yes | New |  | 10 | 315 | KVA | 90.0 | 3 |  | 100 | 50 | 0 | Δ | 0 | 650 | 6.7 | 15 | 23 | 15.215 | 0.2 |  | {9792D144-1664-4938-975D-CB7475ED77B6}
LOAD_苑#16变1变_80_1500 | BUS_苑#16变1变_80_1499 | DataType1 | Priority4 | Continuous | Yes | New |  | 0.4 | 40 | KVA | 90.0 | 3 |  | 100 | 50 | 0 | Δ | 0 | 600 | 2.4 | 20 | 50 | 15.365 | 0.2 |  | {CC6F3B46-2358-4E54-AAB1-C2C7204844FA}
LOAD_苑#16变2变_80_1502 | BUS_苑#16变2变_80_1501 | DataType1 | Priority4 | Continuous | Yes | New |  | 0.4 | 40 | KVA | 90.0 | 3 |  | 100 | 50 | 0 | Δ | 0 | 600 | 2.4 | 20 | 50 | 15.365 | 0.2 |  | {42EC69FB-2A28-42A0-AD6F-254D39BE1596}
LOAD_苑#17变1变_80_1508 | BUS_苑#17变1变_80_1507 | DataType1 | Priority4 | Continuous | Yes | New |  | 0.4 | 40 | KVA | 90.0 | 3 |  | 100 | 50 | 0 | Δ | 0 | 600 | 2.4 | 20 | 50 | 15.365 | 0.2 |  | {A986F8B2-8D88-4BE5-874C-DD6B884F6B66}
LOAD_苑#17变2变_81_1510 | BUS_苑#17变2变_81_1509 | DataType1 | Priority4 | Continuous | Yes | New |  | 0.4 | 40 | KVA | 90.0 | 3 |  | 100 | 50 | 0 | Δ | 0 | 600 | 2.4 | 20 | 50 | 15.365 | 0.2 |  | {876406F8-6F5A-4BFD-8753-34B06848C126}
LOAD_苑#5变1变_824_1538 | BUS_苑#5变1变_824_1537 | DataType1 | Priority4 | Continuous | Yes | New |  | 0.4 | 40 | KVA | 90.0 | 3 |  | 100 | 50 | 0 | Δ | 0 | 600 | 2.4 | 20 | 50 | 15.365 | 0.2 |  | {1E001AD8-E6C5-4E70-8F2C-AC5A98247F67}
LOAD_苑#5变2变_825_1540 | BUS_苑#5变2变_825_1539 | DataType1 | Priority4 | Continuous | Yes | New |  | 0.4 | 40 | KVA | 90.0 | 3 |  | 100 | 50 | 0 | Δ | 0 | 600 | 2.4 | 20 | 50 | 15.365 | 0.2 |  | {D969C898-B3E4-4161-B2C1-41D4E207DF8B}
LOAD_苑10主变1变_80_1506 | BUS_苑10主变1变_80_1505 | DataType1 | Priority4 | Continuous | Yes | New |  | 0.4 | 40 | KVA | 90.0 | 3 |  | 100 | 50 | 0 | Δ | 0 | 600 | 2.4 | 20 | 50 | 15.365 | 0.2 |  | {36C8017B-E8D0-4174-AE16-8ECB61A8C00C}
LOAD_苑10主变2变_80_1504 | BUS_苑10主变2变_80_1503 | DataType1 | Priority4 | Continuous | Yes | New |  | 0.4 | 40 | KVA | 90.0 | 3 |  | 100 | 50 | 0 | Δ | 0 | 600 | 2.4 | 20 | 50 | 15.365 | 0.2 |  | {89D6A378-150A-4D88-8853-437AE37FF5A2}
LOAD_苑3主变1变_826_1542 | BUS_苑3主变1变_826_1541 | DataType1 | Priority4 | Continuous | Yes | New |  | 0.4 | 40 | KVA | 90.0 | 3 |  | 100 | 50 | 0 | Δ | 0 | 600 | 2.4 | 20 | 50 | 15.365 | 0.2 |  | {626A8E85-CC92-42EB-AC3F-DE6EE2D9DEEF}
LOAD_苑3主变2变_827_1490 | BUS_苑3主变2变_827_1489 | DataType1 | Priority4 | Continuous | Yes | New |  | 0.4 | 40 | KVA | 90.0 | 3 |  | 100 | 50 | 0 | Δ | 0 | 600 | 2.4 | 20 | 50 | 15.365 | 0.2 |  | {8B11C8F7-F56B-4736-937B-6846819B9198}
LOAD_苑4主变1变_828_1544 | BUS_苑4主变1变_828_1543 | DataType1 | Priority4 | Continuous | Yes | New |  | 0.4 | 40 | KVA | 90.0 | 3 |  | 100 | 50 | 0 | Δ | 0 | 600 | 2.4 | 20 | 50 | 15.365 | 0.2 |  | {69BFC415-7935-4718-80BF-E1C675C631F3}
LOAD_苑4主变2变_829_1484 | BUS_苑4主变2变_829_1483 | DataType1 | Priority4 | Continuous | Yes | New |  | 0.4 | 40 | KVA | 90.0 | 3 |  | 100 | 50 | 0 | Δ | 0 | 600 | 2.4 | 20 | 50 | 15.365 | 0.2 |  | {FFC4F523-3246-40DD-8590-20FFB69566A3}
LOAD_苑6主变_823_1536 | BUS_苑6主变_823_1535 | DataType1 | Priority4 | Continuous | Yes | New |  | 0.4 | 40 | KVA | 90.0 | 3 |  | 100 | 50 | 0 | Δ | 0 | 600 | 2.4 | 20 | 50 | 15.365 | 0.2 |  | {C977D66B-2160-4B9A-BE14-3422DA2B2972}
LOAD_苑7主变_822_1534 | BUS_苑7主变_822_1533 | DataType1 | Priority4 | Continuous | Yes | New |  | 0.4 | 40 | KVA | 90.0 | 3 |  | 100 | 50 | 0 | Δ | 0 | 600 | 2.4 | 20 | 50 | 15.365 | 0.2 |  | {51FCF06C-2492-44A0-AEA1-63DBF362405A}
LOAD_苑8主变1变_820_1530 | BUS_苑8主变1变_820_1529 | DataType1 | Priority4 | Continuous | Yes | New |  | 0.4 | 40 | KVA | 90.0 | 3 |  | 100 | 50 | 0 | Δ | 0 | 600 | 2.4 | 20 | 50 | 15.365 | 0.2 |  | {3B2C7EB6-EAB3-410C-AA1C-E31622997B10}
LOAD_苑8主变2变_821_1532 | BUS_苑8主变2变_821_1531 | DataType1 | Priority4 | Continuous | Yes | New |  | 0.4 | 40 | KVA | 90.0 | 3 |  | 100 | 50 | 0 | Δ | 0 | 600 | 2.4 | 20 | 50 | 15.365 | 0.2 |  | {D44EE825-A0AE-4067-9853-BA6863DC5085}
LOAD_苑9主变1变_830_1546 | BUS_苑9主变1变_830_1545 | DataType1 | Priority4 | Continuous | Yes | New |  | 0.4 | 40 | KVA | 90.0 | 3 |  | 100 | 50 | 0 | Δ | 0 | 600 | 2.4 | 20 | 50 | 15.365 | 0.2 |  | {9BED22B7-3443-48A6-9799-0BCB43DA5EF2}
LOAD_苑9主变2变_831_1548 | BUS_苑9主变2变_831_1547 | DataType1 | Priority4 | Continuous | Yes | New |  | 0.4 | 40 | KVA | 90.0 | 3 |  | 100 | 50 | 0 | Δ | 0 | 600 | 2.4 | 20 | 50 | 15.365 | 0.2 |  | {2303253C-FE6F-4E2D-8360-213EDD5A2448}
LOAD_苑菜场配电所_804_1482 | BUS_苑菜场配电所_804_1481 | DataType1 | Priority4 | Continuous | Yes | New |  | 0.4 | 40 | KVA | 90.0 | 3 |  | 100 | 50 | 0 | Δ | 0 | 600 | 2.4 | 20 | 50 | 15.365 | 0.2 |  | {48E5A87E-38C0-4A40-828C-6F4ABEFFED98}
Your Logo
Note on K7: KVA MVA VA
Note on AD8: Transmission=15 Sub Transmission=16 Primary UG=17 Primary OH=17 Secondary UG=18 Secondary OH=18 Load UG=19 Load OH=19 Street Light=20 None=21

## VFD (hidden)
| Project | 0
| Location | 0
| Contract # | 0 |  |  |  |  | Revision |  | Base
| Date | 2025-02-15 |  |  |  |  | Config. |  | Normal
VFD DATA
ID | In Service | State | Connected Element ID | Data Type | Priority | Description | Rating |  | kV | % EFF | Comment | OTI GUID
[7 empty] | Value | Unit
[ID] | _eF=IF(_eB[InService] = True, "Yes", "No") | [InServiceState] | _eF=IF(TRIM(_eT[CONNECT_FromElement]) = "", _eT[InputBus], _eT[CONNECT_FromElement]) | _eF=CHOOSE((_eN[DataType] + 1), DataType0, DataType1, DataType2, DataType3, DataType4, DataType5, DataType6, DataType7, DataType8, DataType9) | _eF=CHOOSE((_eN[Priority]+1), Priority0, Priority1, Priority2, Priority3, Priority4, Priority5, Priority6, Priority7, Priority8, Priority9) | [Description] | _eF=Round(_eN[kW], 1) | _eF=IF(_eN[kWButton] = 0, "HP", "kW") | _eF=Round(_eN[InputkV], 3) | _eF=FIXED(_eN[PercentEFF], 1) | [CommentText] | [OtiGUID]
Your Logo

## MOV (hidden)
| Project | 0
| Location | 0
| Contract # | 0 | [6 empty] | Revision | Base
| Date | 2025-02-15 | [6 empty] | Config. | Normal
MOV DATA
Equipment ID | Quantity | Connected Element ID | Data Type | Priority | Initial Status | In Service | State | Description | Motor Voltage (kV) | Rating |  | Rated Torque ft-lb | Phase | Phase Connection | Close DF | Opening DF | Throttling DF | Spare DF | % PF | % EFF | FLA | Starting Period |  |  | No Load Period |  |  | Travelling Period |  |  | Seating/Unseating |  |  | Comment | OTI GUID
[10 empty] | Value | Unit | [10 empty] | FLA | %PF | Time (s) | %FLA | %PF | Time (s) | %FLA | %PF | Time (s) | %FLA | %PF | Time (s) |  |  | XCoordinate | YCoordinate | Layer | Feeder ID | Substation ID
[ID] | [Quantity] | _eF=IF(TRIM(_eT[CONNECT_FromElement]) = "", _eT[Bus], _eT[CONNECT_FromElement]) | _eF=CHOOSE((_eN[DataType] + 1), DataType0, DataType1, DataType2, DataType3, DataType4, DataType5, DataType6, DataType7, DataType8, DataType9) | _eF=CHOOSE((_eN[Priority]+1), Priority0, Priority1, Priority2, Priority3, Priority4, Priority5, Priority6, Priority7, Priority8, Priority9) | [PdeStatus] | _eF=IF(_eB[InService] = True, "Yes", "No") | [InServiceState] | [Description] | _eF=Round(_eN[kV], 3) | _eF=Round(_eN[HP], 1) | _eF=IF(_eN[HP_KW] = 0, "HP", "kW") | _eF=Round(_eN[RatedT], 1) | _eF=IF(_eN[Phase] = 0, "3", "1") | _eF=IF(_eN[Phase] = 1, CHOOSE((_eN[PhaseConnection]+1), "A", "B", "C", "AB", "BC", "CA"), "") | [CloseDF] | [OpenDF] | [ThrottleDF] | [SpareDF] | _eF=FIXED(_eN[PF], 1) | _eF=FIXED(_eN[EFF], 1) | _eF=FIXED(_eN[IFL], 1) | _eF=IF(_eT[PdeStatus] ="Throttle","", FIXED(_eN[I_LR], 1)) | _eF=IF(_eT[PdeStatus] ="Throttle","", FIXED(_eN[PF_LR], 1)) | _eF=IF(_eT[PdeStatus] ="Throttle","",FIXED(_eN[StartTime], 1)) | _eF=IF(_eT[PdeStatus] ="Throttle","",FIXED(_eN[I_NL], 1)) | _eF=IF(_eT[PdeStatus] ="Throttle","",FIXED(_eN[PF_NL], 1)) | _eF=IF(_eT[PdeStatus] ="Throttle","",FIXED(_eN[FSTime], 1)) | _eF=FIXED(_eN[I_Normal], 1) | _eF=FIXED(_eN[PF_Normal], 1) | _eF=IF(_eT[PdeStatus] ="Throttle","",FIXED(_eN[NormalTime], 1)) | _eF=IF(_eT[PdeStatus] ="Throttle","",FIXED(_eN[I_RatedT], 1)) | _eF=IF(_eT[PdeStatus] ="Throttle","",FIXED(_eN[PF_RatedT], 1)) | _eF=IF(_eT[PdeStatus] ="Throttle","",FIXED(_eN[SeatTime], 1)) | [CommentText] | [OtiGUID]
Your Logo
Note on AM8: Transmission=15 Sub Transmission=16 Primary UG=17 Primary OH=17 Secondary UG=18 Secondary OH=18 Load UG=19 Load OH=19 Street Light=20 None=21

## LVCB (hidden)
| Project | 0
| Location | 0
| Contract # | 0 | [10 empty] | Revision | Base
| Date | 2025-02-15 | [10 empty] | Config. | Normal
LVCB DATA
Info | [6 empty] | Ratings | [15 empty] | Comment | OTI GUID
ID | From Element | To Element | In Service | State | Status | Description | Standard | Type | Size | ANSI |  |  |  | IEC | [10 empty] | XCoordinate | YCoordinate | Layer | Feeder ID | Substation ID
[10 empty] | Amps | Rated kV | Test PF (%) | Int. kA | Amps | Rated kV | Making kA | Service Bkg. kA | Ultimate Bkg. kA | Time Delay (s) | Tkr (s) | ST w/s (kA) | Fused
[ID] | _eF=IF(TRIM(_eT[CONNECT_FromElement]) = "", _eT[FromElement], _eT[CONNECT_FromElement]) | _eF=IF(TRIM(_eT[CONNECT_ToElement1]) = "", _eT[ToElement], _eT[CONNECT_ToElement1]) | _eF=IF(_eB[InService] = True, "Yes", "No") | [InServiceState] | [PdeStatus] | [Description] | _eF=IF(_eN[ElectricalStandard] = 0, "ANSI", "IEC") | _eF=CHOOSE((_eN[TypeOfBreaker] + 1), "Molded Case", "Power", "Insulated Case") | [SizeID] | _eF=IF(_eN[ElectricalStandard] = 0,Round(_eN[ansiCurrent], 1),"") | _eF=IF(_eN[ElectricalStandard] = 0,Round(_eN[ansiVoltage], 3),"") | _eF=IF(_eN[ElectricalStandard] = 0,Round(_eN[ansiTestPF], 1),"") | _eF=IF(_eN[ElectricalStandard] = 0,Round(_eN[ansiInterrupting], 1),"") | _eF=IF(_eN[ElectricalStandard] = 1,Round(_eN[iecCurrent], 1),"") | _eF=IF(_eN[ElectricalStandard] = 1,Round(_eN[iecVoltage], 3),"") | _eF=IF(_eN[ElectricalStandard] = 1,Round(_eN[iecMaking], 1),"") | _eF=IF(_eN[ElectricalStandard] = 1,Round(_eN[iecServiceBreaking], 1),"") | _eF=IF(_eN[ElectricalStandard] = 1,Round(_eN[iecBreaking], 1),"") | _eF=IF(_eN[ElectricalStandard] = 1,Round(_eN[iecTimeDelay], 2),"") | _eF=Round(_eN[Tkr], 1) | _eF=Round(_eN[Ithr], 2) | _eF=IF(_eN[Fused] = 0, "No", "Yes") | [CommentText] | [OtiGUID]
Your Logo
Note on AB8: Transmission=15 Sub Transmission=16 Primary UG=17 Primary OH=17 Secondary UG=18 Secondary OH=18 Load UG=19 Load OH=19 Street Light=20 None=21

## HVCB
| Project | 0
| Location | 0
| Contract # | 0 | [12 empty] | Revision | Base
| Date | 2025-02-15 | [12 empty] | Config. | Normal
HVCB DATA
Info | [6 empty] | Ratings | [21 empty] | Remarks |  |  |  | Comment | OTI GUID
ID | From Element | To Element | In Service | State | Status | Description | Standard | Has Association | Is Generator CB | Manufactuer | Model | ANSI | [8 empty] | IEC | [7 empty] | Inst Dat | Last Mnt | Manufacturer |  |  |  | XCoordinate | YCoordinate | Layer | Feeder ID | Substation ID
[12 empty] | Amps | Maximum kV | Tot/Sym | Rated Int. kA | Max. Int. kA | C & L rms | C & L Peak | Cycles | CPT (cycle) | Amps | kV | Breaking kA | Making kA | Min. Delay | FPC Factor | Ithr | Tkr |  |  | Name | Purchasing Date
[ID] | _eF=IF(TRIM(_eT[CONNECT_FromElement]) = "", _eT[FromElement], _eT[CONNECT_FromElement]) | _eF=IF(TRIM(_eT[CONNECT_ToElement1]) = "", _eT[ToElement], _eT[CONNECT_ToElement1]) | _eF=IF(_eB[InService] = True, "Yes", "No") | [InServiceState] | [PdeStatus] | [Description] | _eF=IF(_eN[ElectricalStandard] = 0, "ANSI", "IEC") | _eF=IF(_eN[HasAssociation] = 0, "No", "Yes") | _eF=IF(_eN[GenCB] = 1, "Yes", "No") | _eF=IF(_eN[ElectricalStandard] = 0,_eT[ansiMFR],_eT[iecMFR]) | _eF=IF(_eN[ElectricalStandard] = 0,_eT[ansiTypeClass],_eT[iecTypeClass]) | _eF=IF(_eN[ElectricalStandard] = 0, Round(_eN[Contin], 1), "") | _eF=IF(_eN[ElectricalStandard] = 0,Round(_eN[MaxkV], 3),"") | _eF=IF(_eN[ElectricalStandard] = 0,IF(_eN[Test] = 0, "Total", "Symmetrical"),"") | _eF=IF(_eN[ElectricalStandard] = 0,Round(_eN[Interrupting], 1),"") | _eF=IF(_eN[ElectricalStandard] = 0,Round(_eN[MaxInterrupting], 1),"") | _eF=IF(_eN[ElectricalStandard] = 0,Round(_eN[CloseLatch], 1),"") | _eF=IF(_eN[ElectricalStandard] = 0,Round(_eN[CloseLatchCrest], 1),"") | _eF=IF(_eN[ElectricalStandard] = 0,CHOOSE(_eN[Cycles] + 1, 3,5,8,2),"") | _eF=IF(_eN[ElectricalStandard] = 0,_eT[ContactPartingT],"") | _eF=IF(_eN[ElectricalStandard] = 1,Round(_eN[Normal], 1),"") | _eF=IF(_eN[ElectricalStandard] = 1,Round(_eN[Rated], 3),"") | _eF=IF(_eN[ElectricalStandard] = 1,Round(_eN[ACBreaking], 1),"") | _eF=IF(_eN[ElectricalStandard] = 1,Round(_eN[Making], 1),"") | _eF=IF(_eN[ElectricalStandard] = 1,Round(_eN[TimeDelay], 3),"") | _eF=IF(_eN[ElectricalStandard] = 1,CHOOSE(_eN[FPCFactor] + 1, 1.3,1.5),"") | _eF=IF(_eN[ElectricalStandard] = 1,Round(_eN[Ithr], 1),"") | _eF=IF(_eN[ElectricalStandard] = 1,Round(_eN[Tkr], 1),"") | [UserField2] | [UserField3] | [MFRName] | [PurchasingDate] | [CommentText] | [OtiGUID]
HVCB_#1、#2箱变1线__544 | BUS_CNODE_JCT__1304 | BUS_都天元居开闭所（自）_220 | Yes | New | Closed |  | ANSI | Yes | No | none | none | 0 | 1.01 | Symmetrical | 0 | 0 | 0 | 0 | 5 | 3 | [13 empty] | {3E84E4C9-07D3-481E-83F7-16506863BDD7}
HVCB_#1、#2箱变2线__543 |  | BUS_都天元居开闭所（自）_219 | Yes | New | Closed |  | ANSI | Yes | No | none | none | 0 | 1.01 | Symmetrical | 0 | 0 | 0 | 0 | 5 | 3 | [13 empty] | {2AF7BC13-947D-4165-9610-BEEF8415BE81}
HVCB_#1、2变II线_1_540 |  | BUS_都天元居开闭所（自）_219 | Yes | New | Closed |  | ANSI | Yes | No | none | none | 0 | 1.01 | Symmetrical | 0 | 0 | 0 | 0 | 5 | 3 | [13 empty] | {9CC70AED-5D0B-4D28-B459-771B4AB81FAB}
HVCB_#1、2变I线_1_547 | BUS_CNODE_JCT__1365 | BUS_都天元居开闭所（自）_220 | Yes | New | Closed |  | ANSI | Yes | No | none | none | 0 | 1.01 | Symmetrical | 0 | 0 | 0 | 0 | 5 | 3 | [13 empty] | {EE84E1FD-9996-4A4D-9561-FE4EC6D168E5}
HVCB_#1客户变线_1_545 | BUS_CNODE_JCT__1305 | BUS_都天元居开闭所（自）_220 | Yes | New | Closed |  | ANSI | Yes | No | none | none | 0 | 1.01 | Symmetrical | 0 | 0 | 0 | 0 | 5 | 3 | [13 empty] | {4B1CC591-3CDB-4FF5-BA67-043A6D8CB3D7}
HVCB_#1母联_1_536 | BUS_CNODE_JCT__1436 | BUS_都天元居开闭所（自）_220 | Yes | New | Open |  | ANSI | Yes | No | none | none | 0 | 1.01 | Symmetrical | 0 | 0 | 0 | 0 | 5 | 3 | [13 empty] | {EDE8DD07-8130-44AB-B0CF-96D28DDC3D19}
HVCB_#1环网柜线（客户变_548 | BUS_CNODE_JCT__1361 | BUS_都天元居开闭所（自）_220 | Yes | New | Closed |  | ANSI | Yes | No | none | none | 0 | 1.01 | Symmetrical | 0 | 0 | 0 | 0 | 5 | 3 | [13 empty] | {038C3BAD-4F7B-4494-87B1-40F7A705367B}
HVCB_#2客户变线_1_542 |  | BUS_都天元居开闭所（自）_219 | Yes | New | Closed |  | ANSI | Yes | No | none | none | 0 | 1.01 | Symmetrical | 0 | 0 | 0 | 0 | 5 | 3 | [13 empty] | {89020A8A-6DF0-47AB-BA5F-71A9C5F6EDBC}
HVCB_#2所变_1_538 |  | BUS_都天元居开闭所（自）_219 | Yes | New | Closed |  | ANSI | Yes | No | none | none | 0 | 1.01 | Symmetrical | 0 | 0 | 0 | 0 | 5 | 3 | [13 empty] | {7034812D-E459-4E81-9300-9FD5DB72D907}
HVCB_#2母联_1_537 | BUS_CNODE_JCT__1436 | BUS_都天元居开闭所（自）_219 | Yes | New | Closed |  | ANSI | Yes | No | none | none | 0 | 1.01 | Symmetrical | 0 | 0 | 0 | 0 | 5 | 3 | [13 empty] | {75CB9A85-18F0-49C9-A3F6-F427F2C3E617}
HVCB_#2环网柜线（客户变_539 |  | BUS_都天元居开闭所（自）_219 | Yes | New | Closed |  | ANSI | Yes | No | none | none | 0 | 1.01 | Symmetrical | 0 | 0 | 0 | 0 | 5 | 3 | [13 empty] | {75E4FDBD-9449-437B-A62C-27D64CFF8E7D}
HVCB_#3、4变II线_1_541 |  | BUS_都天元居开闭所（自）_219 | Yes | New | Closed |  | ANSI | Yes | No | none | none | 0 | 1.01 | Symmetrical | 0 | 0 | 0 | 0 | 5 | 3 | [13 empty] | {EC512411-AED9-40C3-BBE3-A20D2341012B}
HVCB_#3、4变I线_1_546 | BUS_CNODE_JCT__1364 | BUS_都天元居开闭所（自）_220 | Yes | New | Closed |  | ANSI | Yes | No | none | none | 0 | 1.01 | Symmetrical | 0 | 0 | 0 | 0 | 5 | 3 | [13 empty] | {A7F4D0F4-DDFC-40A9-AED9-8B18B74F5E07}
HVCB_1#所用变_1_549 |  | BUS_都天元居开闭所（自）_220 | Yes | New | Closed |  | ANSI | Yes | No | none | none | 0 | 1.01 | Symmetrical | 0 | 0 | 0 | 0 | 5 | 3 | [13 empty] | {1872BB4C-11A5-4B2A-9700-D972DE072B3A}
HVCB_1013_1_677 | BUS_CNODE_JCT__1425 | BUS_号环网柜（自）（气）_205 | Yes | New | Closed |  | ANSI | Yes | No | none | none | 0 | 1.01 | Symmetrical | 0 | 0 | 0 | 0 | 5 | 3 | [13 empty] | {FB66D1C8-151F-414B-8401-347D300E001E}
HVCB_1013_1_683 | BUS_CNODE_JCT__1339 | BUS_CNODE_JCT__1432 | Yes | New | Closed |  | ANSI | Yes | No | none | none | 0 | 1.01 | Symmetrical | 0 | 0 | 0 | 0 | 5 | 3 | [13 empty] | {EB5A8028-EE90-40EA-8681-2D20B1D155E5}
HVCB_1013_1_686 |  | BUS_CNODE_JCT__1467 | Yes | New | Closed |  | ANSI | Yes | No | none | none | 0 | 1.01 | Symmetrical | 0 | 0 | 0 | 0 | 5 | 3 | [13 empty] | {2EEDA131-9B4A-44FD-B1F2-3BD4087464B1}
HVCB_1013_1_694 | BUS_CNODE_JCT__1345 | BUS_CNODE_JCT__1477 | Yes | New | Closed |  | ANSI | Yes | No | none | none | 0 | 1.01 | Symmetrical | 0 | 0 | 0 | 0 | 5 | 3 | [13 empty] | {8E20279A-B4FA-41F7-8735-BB5074D9E145}
HVCB_1023_1_684 |  | BUS_CNODE_JCT__1433 | Yes | New | Closed |  | ANSI | Yes | No | none | none | 0 | 1.01 | Symmetrical | 0 | 0 | 0 | 0 | 5 | 3 | [13 empty] | {EDFB8330-022C-4BBA-8172-0478B06F006D}
HVCB_1033_1_689 |  | BUS_CNODE_JCT__1471 | Yes | New | Closed |  | ANSI | Yes | No | none | none | 0 | 1.01 | Symmetrical | 0 | 0 | 0 | 0 | 5 | 3 | [13 empty] | {F96EA6AA-B41F-4059-B7C7-96CB7FC7D40A}
HVCB_1043_1_691 |  | BUS_CNODE_JCT__1470 | Yes | New | Closed |  | ANSI | Yes | No | none | none | 0 | 1.01 | Symmetrical | 0 | 0 | 0 | 0 | 5 | 3 | [13 empty] | {44DA9BA7-F727-49AA-9A46-F4EBD4403074}
HVCB_1053_1_690 |  | BUS_CNODE_JCT__1472 | Yes | New | Closed |  | ANSI | Yes | No | none | none | 0 | 1.01 | Symmetrical | 0 | 0 | 0 | 0 | 5 | 3 | [13 empty] | {AA2DE634-6D88-4798-B76E-74CDF0B8E0C3}
HVCB_10kV爱涛线_1_550 | BUS_CNODE_JCT__1362 | BUS_都天元居开闭所（自）_220 | Yes | New | Closed |  | ANSI | Yes | No | none | none | 0 | 1.01 | Symmetrical | 0 | 0 | 0 | 0 | 5 | 3 | [13 empty] | {E6FE3CB2-FD7E-402E-91F6-051C408400F6}
HVCB_10kV通淮线_1_551 |  | BUS_都天元居开闭所（自）_219 | Yes | New | Closed |  | ANSI | Yes | No | none | none | 0 | 1.01 | Symmetrical | 0 | 0 | 0 | 0 | 5 | 3 | [13 empty] | {F1C11147-2405-4361-8C39-ED2C6874E913}
HVCB_1113_1_676 | BUS_CNODE_JCT__1424 | BUS_号环网柜（自）（气）_205 | Yes | New | Closed |  | ANSI | Yes | No | none | none | 0 | 1.01 | Symmetrical | 0 | 0 | 0 | 0 | 5 | 3 | [13 empty] | {777269F1-0B3D-40A9-8372-628717DE40E9}
HVCB_1113_1_685 |  | BUS_CNODE_JCT__1434 | Yes | New | Closed |  | ANSI | Yes | No | none | none | 0 | 1.01 | Symmetrical | 0 | 0 | 0 | 0 | 5 | 3 | [13 empty] | {88F64187-A147-4FD5-B0A3-8E5C49753909}
HVCB_1113_1_687 |  | BUS_CNODE_JCT__1468 | Yes | New | Closed |  | ANSI | Yes | No | none | none | 0 | 1.01 | Symmetrical | 0 | 0 | 0 | 0 | 5 | 3 | [13 empty] | {1F0416DC-89D4-446D-AF2D-7E8C540C149F}
HVCB_1113_1_695 | BUS_CNODE_JCT__1343 | BUS_CNODE_JCT__1478 | Yes | New | Closed |  | ANSI | Yes | No | none | none | 0 | 1.01 | Symmetrical | 0 | 0 | 0 | 0 | 5 | 3 | [13 empty] | {EF74C2B1-93AB-4E65-93D6-704F42D618CB}
HVCB_1123_1_678 | BUS_CNODE_JCT__1426 | BUS_号环网柜（自）（气）_205 | Yes | New | Closed |  | ANSI | Yes | No | none | none | 0 | 1.01 | Symmetrical | 0 | 0 | 0 | 0 | 5 | 3 | [13 empty] | {9720CAF0-6733-4A60-8622-E9F794F3C58A}
HVCB_1123_1_682 | BUS_CNODE_JCT__1340 | BUS_CNODE_JCT__1431 | Yes | New | Closed |  | ANSI | Yes | No | none | none | 0 | 1.01 | Symmetrical | 0 | 0 | 0 | 0 | 5 | 3 | [13 empty] | {D6F714FB-5902-42CB-8AD8-6349196B93D3}
HVCB_1123_1_688 | BUS_CNODE_JCT__1367 | BUS_CNODE_JCT__1469 | Yes | New | Closed |  | ANSI | Yes | No | none | none | 0 | 1.01 | Symmetrical | 0 | 0 | 0 | 0 | 5 | 3 | [13 empty] | {C3930765-8B19-4541-B745-C3EB61B01EBA}
HVCB_1123_1_692 | BUS_CNODE_JCT__1341 | BUS_CNODE_JCT__1475 | Yes | New | Closed |  | ANSI | Yes | No | none | none | 0 | 1.01 | Symmetrical | 0 | 0 | 0 | 0 | 5 | 3 | [13 empty] | {284EF6E2-578A-4FDD-9537-6D180D59156C}
HVCB_1133_1_679 | BUS_CNODE_JCT__1427 | BUS_号环网柜（自）（气）_205 | Yes | New | Closed |  | ANSI | Yes | No | none | none | 0 | 1.01 | Symmetrical | 0 | 0 | 0 | 0 | 5 | 3 | [13 empty] | {64894641-74A9-4751-9086-C194E030C9F5}
HVCB_1133_1_693 |  | BUS_CNODE_JCT__1476 | Yes | New | Closed |  | ANSI | Yes | No | none | none | 0 | 1.01 | Symmetrical | 0 | 0 | 0 | 0 | 5 | 3 | [13 empty] | {0332C07C-9A54-4276-893C-D36238A819EE}
HVCB_1143_1_680 | BUS_CNODE_JCT__1428 | BUS_号环网柜（自）（气）_205 | Yes | New | Closed |  | ANSI | Yes | No | none | none | 0 | 1.01 | Symmetrical | 0 | 0 | 0 | 0 | 5 | 3 | [13 empty] | {0E5A806A-C421-46BD-B581-D913185E4999}
HVCB_1143_1_696 | BUS_CNODE_JCT__1354 | BUS_CNODE_JCT__1479 | Yes | New | Closed |  | ANSI | Yes | No | none | none | 0 | 1.01 | Symmetrical | 0 | 0 | 0 | 0 | 5 | 3 | [13 empty] | {938262BD-7A7A-4B1A-A42B-B8F34FA429F5}
HVCB_1153_1_681 | BUS_CNODE_JCT__1429 | BUS_号环网柜（自）（气）_205 | Yes | New | Closed |  | ANSI | Yes | No | none | none | 0 | 1.01 | Symmetrical | 0 | 0 | 0 | 0 | 5 | 3 | [13 empty] | {144837FE-B81C-4613-80DD-8BD2BFB8261C}
HVCB_1153_1_697 | BUS_CNODE_JCT__1373 | BUS_CNODE_JCT__1480 | Yes | New | Closed |  | ANSI | Yes | No | none | none | 0 | 1.01 | Symmetrical | 0 | 0 | 0 | 0 | 5 | 3 | [13 empty] | {82ADAAD8-DB8F-4360-A9B2-F22716AD16A5}
HVCB_PT柜_1_510 | BUS_CNODE_JCT__1430 | BUS_号环网柜（自）（气）_205 | Yes | New | Closed |  | ANSI | Yes | No | none | none | 0 | 1.01 | Symmetrical | 0 | 0 | 0 | 0 | 5 | 3 | [13 empty] | {DF0CD7F2-9115-42C0-A496-DD1DF9CB572A}
HVCB_PT柜_1_535 | BUS_CNODE_JCT__1435 | BUS_涛线4号环网柜（自）_213 | Yes | New | Closed |  | ANSI | Yes | No | none | none | 0 | 1.01 | Symmetrical | 0 | 0 | 0 | 0 | 5 | 3 | [13 empty] | {7AE91675-AE43-40C0-9F86-86BB99108E35}
HVCB_PT柜_1_574 | BUS_CNODE_JCT__1466 | BUS_号线2号环网柜（自）_241 | Yes | New | Closed |  | ANSI | Yes | No | none | none | 0 | 1.01 | Symmetrical | 0 | 0 | 0 | 0 | 5 | 3 | [13 empty] | {F47C705A-03F3-4940-A256-78751BDC655C}
HVCB_PT柜_1_575 | BUS_CNODE_JCT__1474 | BUS_涛线3号环网柜（自）_242 | Yes | New | Closed |  | ANSI | Yes | No | none | none | 0 | 1.01 | Symmetrical | 0 | 0 | 0 | 0 | 5 | 3 | [13 empty] | {7F143916-2A04-44FC-9D44-7F472FA26ED7}
HVCB_亚都I_487 | BUS_CNODE_JCT__1384 | BUS_CNODE_JCT__1363 | Yes | New | Closed |  | ANSI | Yes | No | none | none | 0 | 1.01 | Symmetrical | 0 | 0 | 0 | 0 | 5 | 3 | [13 empty] | {15D94660-B798-4917-AC6F-A92266D62A09}
HVCB_亚都天元居#3箱变进_561 | BUS_亚都天元居#3箱变_229 | BUS_CNODE_JCT__1448 | Yes | New | Closed |  | ANSI | Yes | No | none | none | 0 | 1.01 | Symmetrical | 0 | 0 | 0 | 0 | 5 | 3 | [13 empty] | {321C76B3-C781-420B-A696-D60DF3BBCDB4}
HVCB_亚都天元居#4箱变进_560 | BUS_line1_228 | BUS_CNODE_JCT__1447 | Yes | New | Closed |  | ANSI | Yes | No | none | none | 0 | 1.01 | Symmetrical | 0 | 0 | 0 | 0 | 5 | 3 | [13 empty] | {8310336C-A9C5-458D-BFF6-7DDC0042F11A}
HVCB_低压总开关_367 | BUS_花苑#8变高压母线2_234 | BUS_CNODE_JCT__1453 | Yes | New | Closed |  | ANSI | Yes | No | none | none | 0 | 1.01 | Symmetrical | 0 | 0 | 0 | 0 | 5 | 3 | [13 empty] | {568B97EA-C4CF-404D-AD65-8AEA868D8FFF}
HVCB_凤涛（自）_490 |  | BUS_CNODE_JCT__1418 | Yes | New | Open |  | ANSI | Yes | No | none | none | 0 | 1.01 | Symmetrical | 0 | 0 | 0 | 0 | 5 | 3 | [13 empty] | {D988745E-BFE2-4E21-A52E-A1A4D36222E1}
HVCB_备用_1_499 |  | BUS_线太平花苑#5环网柜_201 | Yes | New | Closed |  | ANSI | Yes | No | none | none | 0 | 1.01 | Symmetrical | 0 | 0 | 0 | 0 | 5 | 3 | [13 empty] | {AD1A636D-EAB9-44A0-B692-310B3661F096}
HVCB_备用_1_511 |  | BUS_西花园线13号环网柜_206 | Yes | New | Closed |  | ANSI | Yes | No | none | none | 0 | 1.01 | Symmetrical | 0 | 0 | 0 | 0 | 5 | 3 | [13 empty] | {B9C62AC1-0044-474D-BEB6-0C88E6B56C1A}
HVCB_备用_1_515 |  | BUS_爱涛线太平南区环网柜_208 | Yes | New | Closed |  | ANSI | Yes | No | none | none | 0 | 1.01 | Symmetrical | 0 | 0 | 0 | 0 | 5 | 3 | [13 empty] | {A5974E5A-E3C8-42FA-910B-2B36EA81589C}
HVCB_备用_1_523 |  | BUS_涛线颐秀居#1环网柜_210 | Yes | New | Closed |  | ANSI | Yes | No | none | none | 0 | 1.01 | Symmetrical | 0 | 0 | 0 | 0 | 5 | 3 | [13 empty] | {3CF1AAFA-6AC2-40F5-B02B-02AD5DC8C162}
HVCB_备用_1_527 |  | BUS_涛线#2环网柜（自）_211 | Yes | New | Closed |  | ANSI | Yes | No | none | none | 0 | 1.01 | Symmetrical | 0 | 0 | 0 | 0 | 5 | 3 | [13 empty] | {6B935C6B-DB03-4B1B-87E9-BBA6FAEC5E9E}
HVCB_备用_1_529 |  | BUS_涛线#2环网柜（自）_211 | Yes | New | Closed |  | ANSI | Yes | No | none | none | 0 | 1.01 | Symmetrical | 0 | 0 | 0 | 0 | 5 | 3 | [13 empty] | {2DA4D86D-B4F1-4720-BCAD-26CBB0C5E7EF}
HVCB_备用_1_532 |  | BUS_爱涛线爱佛#2环网柜_212 | Yes | New | Closed |  | ANSI | Yes | No | none | none | 0 | 1.01 | Symmetrical | 0 | 0 | 0 | 0 | 5 | 3 | [13 empty] | {909264BE-6688-4DC1-888F-D022035C6B10}
HVCB_备用_1_533 |  | BUS_爱涛线爱佛#2环网柜_212 | Yes | New | Closed |  | ANSI | Yes | No | none | none | 0 | 1.01 | Symmetrical | 0 | 0 | 0 | 0 | 5 | 3 | [13 empty] | {06F06212-EDB8-4107-9700-5ED274BE3E2D}
HVCB_备用_353 | BUS_CNODE_JCT__1428 |  | Yes | New | Closed |  | ANSI | Yes | No | none | none | 0 | 1.01 | Symmetrical | 0 | 0 | 0 | 0 | 5 | 3 | [13 empty] | {E6718DBB-C844-4F5B-B034-3A7BC157F6A7}
HVCB_备用_354 | BUS_CNODE_JCT__1429 |  | Yes | New | Closed |  | ANSI | Yes | No | none | none | 0 | 1.01 | Symmetrical | 0 | 0 | 0 | 0 | 5 | 3 | [13 empty] | {124FA012-7860-4AAC-A3BB-167566209DFC}
HVCB_备用_361 | BUS_CNODE_JCT__1433 | BUS_涛线4号环网柜（自）_213 | Yes | New | Closed |  | ANSI | Yes | No | none | none | 0 | 1.01 | Symmetrical | 0 | 0 | 0 | 0 | 5 | 3 | [13 empty] | {FC143042-6398-4F91-83E6-1844C82D6A39}
HVCB_备用_362 | BUS_CNODE_JCT__1434 | BUS_涛线4号环网柜（自）_213 | Yes | New | Closed |  | ANSI | Yes | No | none | none | 0 | 1.01 | Symmetrical | 0 | 0 | 0 | 0 | 5 | 3 | [13 empty] | {6C78C87F-C549-47EE-A23D-536CB164F486}
HVCB_备用_372 | BUS_号线2号环网柜（自）_241 | BUS_CNODE_JCT__1468 | Yes | New | Closed |  | ANSI | Yes | No | none | none | 0 | 1.01 | Symmetrical | 0 | 0 | 0 | 0 | 5 | 3 | [13 empty] | {A59CBACB-9438-41C0-8CB6-2316F0642CBB}
HVCB_备用_378 | BUS_涛线3号环网柜（自）_242 | BUS_CNODE_JCT__1476 | Yes | New | Closed |  | ANSI | Yes | No | none | none | 0 | 1.01 | Symmetrical | 0 | 0 | 0 | 0 | 5 | 3 | [13 empty] | {15CB4BD5-9FDA-480D-B0C3-E7AA2435092F}
HVCB_备用_508 | BUS_V爱涛线路灯所环网柜_204 |  | Yes | New | Closed |  | ANSI | Yes | No | none | none | 0 | 1.01 | Symmetrical | 0 | 0 | 0 | 0 | 5 | 3 | [13 empty] | {15594264-2E4A-4AE8-A3F0-67A3756ABBBA}
HVCB_天元居#1箱变进线开_559 | BUS_亚都天元居#1箱变_227 | BUS_CNODE_JCT__1446 | Yes | New | Closed |  | ANSI | Yes | No | none | none | 0 | 1.01 | Symmetrical | 0 | 0 | 0 | 0 | 5 | 3 | [13 empty] | {4B78941E-ED3D-46D0-B21A-1A6360885325}
HVCB_太平南区#1欧变进线_557 | BUS_line1_224 | BUS_CNODE_JCT__1443 | Yes | New | Closed |  | ANSI | Yes | No | none | none | 0 | 1.01 | Symmetrical | 0 | 0 | 0 | 0 | 5 | 3 | [13 empty] | {6A1294F8-D05B-4571-BCA9-6E837A293084}
HVCB_太平南区#2欧变进线_562 | BUS_line1_230 | BUS_CNODE_JCT__1449 | Yes | New | Closed |  | ANSI | Yes | No | none | none | 0 | 1.01 | Symmetrical | 0 | 0 | 0 | 0 | 5 | 3 | [13 empty] | {0C7BDB14-1E35-40AC-84C8-447905BCF9DC}
HVCB_太平小区_484 | BUS_CNODE_JCT__1411 | BUS_CNODE_JCT__1420 | Yes | New | Closed |  | ANSI | Yes | No | none | none | 0 | 1.01 | Symmetrical | 0 | 0 | 0 | 0 | 5 | 3 | [13 empty] | {E28D112E-3D29-407A-8D2F-13B7B1BA576F}
HVCB_太平花苑#10变#1_554 | BUS_line1_222 | BUS_CNODE_JCT__1439 | Yes | New | Closed |  | ANSI | Yes | No | none | none | 0 | 1.01 | Symmetrical | 0 | 0 | 0 | 0 | 5 | 3 | [13 empty] | {8246C217-2235-4738-AFDA-538FFCC580BC}
HVCB_太平花苑#10变#2_363 | BUS_CNODE_JCT__1440 | BUS_line1_222 | Yes | New | Closed |  | ANSI | Yes | No | none | none | 0 | 1.01 | Symmetrical | 0 | 0 | 0 | 0 | 5 | 3 | [13 empty] | {1C8F36EA-E652-45DC-953F-00A51989631C}
HVCB_太平花苑#16变进线_552 | BUS_花苑#16变高压母线_221 | BUS_CNODE_JCT__1437 | Yes | New | Closed |  | ANSI | Yes | No | none | none | 0 | 1.01 | Symmetrical | 0 | 0 | 0 | 0 | 5 | 3 | [13 empty] | {E72C3207-F65A-452A-84E9-399C64AB8224}
HVCB_太平花苑#16变进线_553 | BUS_花苑#16变高压母线_221 | BUS_CNODE_JCT__1438 | Yes | New | Closed |  | ANSI | Yes | No | none | none | 0 | 1.01 | Symmetrical | 0 | 0 | 0 | 0 | 5 | 3 | [13 empty] | {58886461-EBBD-4AF6-A8C2-CC0FC700CFD5}
HVCB_太平花苑#17变进线_555 | BUS_line1_223 | BUS_CNODE_JCT__1441 | Yes | New | Closed |  | ANSI | Yes | No | none | none | 0 | 1.01 | Symmetrical | 0 | 0 | 0 | 0 | 5 | 3 | [13 empty] | {950F48AE-F6F2-4E6F-86A6-C90B685F2431}
HVCB_太平花苑#17变进线_556 | BUS_line1_223 | BUS_CNODE_JCT__1442 | Yes | New | Closed |  | ANSI | Yes | No | none | none | 0 | 1.01 | Symmetrical | 0 | 0 | 0 | 0 | 5 | 3 | [13 empty] | {A8CFE99A-9A5B-4C5A-B692-928EAC8ADDF5}
HVCB_太平花苑#3变进线开_570 | BUS_平花苑#3变高压母线_238 | BUS_CNODE_JCT__1458 | Yes | New | Closed |  | ANSI | Yes | No | none | none | 0 | 1.01 | Symmetrical | 0 | 0 | 0 | 0 | 5 | 3 | [13 empty] | {24F79F40-D01A-4785-ABC8-8BB27DC8B0F5}
HVCB_太平花苑#4变进线开_571 | BUS_平花苑#4变高压母线_239 | BUS_CNODE_JCT__1459 | Yes | New | Closed |  | ANSI | Yes | No | none | none | 0 | 1.01 | Symmetrical | 0 | 0 | 0 | 0 | 5 | 3 | [13 empty] | {FCF4B028-AE12-4664-96E6-58F01FA33EF1}
HVCB_太平花苑#5变进线开_568 | BUS_CNODE_JCT__1456 | BUS_平花苑#5变高压母线_237 | Yes | New | Closed |  | ANSI | Yes | No | none | none | 0 | 1.01 | Symmetrical | 0 | 0 | 0 | 0 | 5 | 3 | [13 empty] | {95B4C32B-28C9-43CB-A761-B214CB6817CE}
HVCB_太平花苑#5变进线开_569 | BUS_平花苑#5变高压母线_237 | BUS_CNODE_JCT__1457 | Yes | New | Closed |  | ANSI | Yes | No | none | none | 0 | 1.01 | Symmetrical | 0 | 0 | 0 | 0 | 5 | 3 | [13 empty] | {9B6EA1EC-BC34-463E-82D4-8EE9FF5C81F8}
HVCB_太平花苑#6变进线开_567 | BUS_line1_236 | BUS_CNODE_JCT__1455 | Yes | New | Closed |  | ANSI | Yes | No | none | none | 0 | 1.01 | Symmetrical | 0 | 0 | 0 | 0 | 5 | 3 | [13 empty] | {59660A5B-AB59-4C34-9ABF-5F2404EEC881}
HVCB_太平花苑#7变进线开_566 | BUS_苑#7变高压间隔母线_235 | BUS_CNODE_JCT__1454 | Yes | New | Closed |  | ANSI | Yes | No | none | none | 0 | 1.01 | Symmetrical | 0 | 0 | 0 | 0 | 5 | 3 | [13 empty] | {9C336F34-E96A-4B1C-AC15-7EE38C4410D5}
HVCB_太平花苑#8变进线开_565 | BUS_花苑#8变高压母线1_233 | BUS_CNODE_JCT__1452 | Yes | New | Closed |  | ANSI | Yes | No | none | none | 0 | 1.01 | Symmetrical | 0 | 0 | 0 | 0 | 5 | 3 | [13 empty] | {239716F7-E213-4000-A931-DBB2224DA3FB}
HVCB_太平花苑#9变进线开_369 | BUS_苑#9变高压间隔母线_240 | BUS_CNODE_JCT__1460 | Yes | New | Closed |  | ANSI | Yes | No | none | none | 0 | 1.01 | Symmetrical | 0 | 0 | 0 | 0 | 5 | 3 | [13 empty] | {42C9D411-0512-49F8-895C-7BD8B9642350}
HVCB_太平花苑9#变进线开_370 | BUS_苑#9变高压间隔母线_240 | BUS_CNODE_JCT__1461 | Yes | New | Closed |  | ANSI | Yes | No | none | none | 0 | 1.01 | Symmetrical | 0 | 0 | 0 | 0 | 5 | 3 | [13 empty] | {4B4A36EE-7F26-41FA-BDE2-8569F760A9E1}
HVCB_太平花苑Ⅱ_483 | BUS_CNODE_JCT__1401 | BUS_CNODE_JCT__1352 | Yes | New | Closed |  | ANSI | Yes | No | none | none | 0 | 1.01 | Symmetrical | 0 | 0 | 0 | 0 | 5 | 3 | [13 empty] | {2D43A5B2-F09C-4276-AED4-97CDCF4D2C54}
HVCB_学苑_491 | BUS_CNODE_JCT__1397 | BUS_CNODE_JCT__1344 | Yes | New | Closed |  | ANSI | Yes | No | none | none | 0 | 1.01 | Symmetrical | 0 | 0 | 0 | 0 | 5 | 3 | [13 empty] | {75DD98A0-B52F-4A0E-8791-6AD84C5F6F62}
HVCB_寒锐_486 | BUS_CNODE_JCT__1387 | BUS_CNODE_JCT__1288 | Yes | New | Closed |  | ANSI | Yes | No | none | none | 0 | 1.01 | Symmetrical | 0 | 0 | 0 | 0 | 5 | 3 | [13 empty] | {6FFC3F35-9960-47A4-980D-9BEC7DFD8EE8}
HVCB_平泰_493 | BUS_CNODE_JCT__1400 | BUS_CNODE_JCT__1422 | Yes | New | Closed |  | ANSI | Yes | No | none | none | 0 | 1.01 | Symmetrical | 0 | 0 | 0 | 0 | 5 | 3 | [13 empty] | {0287B118-B5F3-4136-9E30-561651E413A5}
HVCB_母联_368 | BUS_花苑#8变高压母线1_233 | BUS_花苑#8变高压母线2_234 | Yes | New | Closed |  | ANSI | Yes | No | none | none | 0 | 1.01 | Symmetrical | 0 | 0 | 0 | 0 | 5 | 3 | [13 empty] | {181F1BE5-422D-4F8F-9E40-C305D590C598}
HVCB_爱涛线#42#杆_1_497 | BUS_CNODE_JCT__1315 | BUS_航线#4环网柜（自）_200 | Yes | New | Open |  | ANSI | Yes | No | none | none | 0 | 1.01 | Symmetrical | 0 | 0 | 0 | 0 | 5 | 3 | [13 empty] | {FDA46F0D-29A5-4484-8B46-7C613D2088B8}
HVCB_爱涛线147断路器_344 | BUS_九龙变_243 | BUS_CNODE_JCT__1277 | Yes | New | Closed |  | ANSI | Yes | No | none | none | 0 | 1.01 | Symmetrical | 0 | 0 | 0 | 0 | 5 | 3 | [13 empty] | {F9A2F0EA-D9F2-4564-9414-6D0336668A2C}
HVCB_由10kV爱涛线#2_505 | BUS_CNODE_JCT__1353 | BUS_线太平花苑#1环网柜_202 | Yes | New | Closed |  | ANSI | Yes | No | none | none | 0 | 1.01 | Symmetrical | 0 | 0 | 0 | 0 | 5 | 3 | [13 empty] | {281DA00D-D2D1-4DBE-9D7A-0E3D1AC5F15D}
HVCB_由10kV爱涛线16_350 | BUS_CNODE_JCT__1425 | BUS_CNODE_JCT__1329 | Yes | New | Closed |  | ANSI | Yes | No | none | none | 0 | 1.01 | Symmetrical | 0 | 0 | 0 | 0 | 5 | 3 | [13 empty] | {3B573227-408F-447C-AE43-D92A0E970C45}
HVCB_由10kV爱涛线18_355 | BUS_kV爱涛线腾亚环网柜_207 | BUS_CNODE_JCT__1286 | Yes | New | Closed |  | ANSI | Yes | No | none | none | 0 | 1.01 | Symmetrical | 0 | 0 | 0 | 0 | 5 | 3 | [13 empty] | {5C44C472-158B-4E80-A736-E3BBC44E166B}
HVCB_由10kV爱涛线1号_509 | BUS_V爱涛线路灯所环网柜_204 | BUS_CNODE_JCT__1358 | Yes | New | Closed |  | ANSI | Yes | No | none | none | 0 | 1.01 | Symmetrical | 0 | 0 | 0 | 0 | 5 | 3 | [13 empty] | {5D7827B9-08A8-4322-BB8B-3117CF8502B8}
HVCB_由10kV爱涛线36_379 | BUS_涛线3号环网柜（自）_242 | BUS_CNODE_JCT__1477 | Yes | New | Closed |  | ANSI | Yes | No | none | none | 0 | 1.01 | Symmetrical | 0 | 0 | 0 | 0 | 5 | 3 | [13 empty] | {2307F321-01CB-4DA5-90A1-8B9080B88D03}
HVCB_由10kV爱涛线4号_534 | BUS_CNODE_JCT__1336 | BUS_爱涛线爱佛#2环网柜_212 | Yes | New | Closed |  | ANSI | Yes | No | none | none | 0 | 1.01 | Symmetrical | 0 | 0 | 0 | 0 | 5 | 3 | [13 empty] | {B8678868-00D3-401D-991F-9595FAEEEB47}
HVCB_由10kV爱涛线太平_501 | BUS_CNODE_JCT__1350 | BUS_线太平花苑#5环网柜_201 | Yes | New | Closed |  | ANSI | Yes | No | none | none | 0 | 1.01 | Symmetrical | 0 | 0 | 0 | 0 | 5 | 3 | [13 empty] | {C894CB17-B5FC-4D54-A8C0-01910BD0CAB0}
HVCB_由10kV爱涛线隐龙_526 | BUS_CNODE_JCT__1319 | BUS_涛线颐秀居#1环网柜_210 | Yes | New | Closed |  | ANSI | Yes | No | none | none | 0 | 1.01 | Symmetrical | 0 | 0 | 0 | 0 | 5 | 3 | [13 empty] | {0D474F76-5CC6-4184-82F7-F4AC25C57FC5}
HVCB_由10kV苏源4号线_371 | BUS_号线2号环网柜（自）_241 | BUS_CNODE_JCT__1467 | Yes | New | Closed |  | ANSI | Yes | No | none | none | 0 | 1.01 | Symmetrical | 0 | 0 | 0 | 0 | 5 | 3 | [13 empty] | {7BA36E9F-4FBB-40E4-AB7C-59E503C7C0F0}
HVCB_由10kV西花园线1_514 |  | BUS_西花园线13号环网柜_206 | Yes | New | Closed |  | ANSI | Yes | No | none | none | 0 | 1.01 | Symmetrical | 0 | 0 | 0 | 0 | 5 | 3 | [13 empty] | {932CBB4B-5D4C-4EE6-915A-C216DA9EA322}
HVCB_由10kV西花园线5_520 |  | BUS_V西花园线6号环网柜_209 | Yes | New | Closed |  | ANSI | Yes | No | none | none | 0 | 1.01 | Symmetrical | 0 | 0 | 0 | 0 | 5 | 3 | [13 empty] | {0A690CB1-C309-481A-8A47-DC895B8B2023}
HVCB_由220kV九龙变1_359 | BUS_CNODE_JCT__1431 | BUS_涛线4号环网柜（自）_213 | Yes | New | Closed |  | ANSI | Yes | No | none | none | 0 | 1.01 | Symmetrical | 0 | 0 | 0 | 0 | 5 | 3 | [13 empty] | {823036A2-0D00-4292-8CE4-ABA34F0DF4A3}
HVCB_由亚都天元居开闭所1_345 | BUS_kV爱涛线亚都环网柜_203 | BUS_CNODE_JCT__1360 | Yes | New | Closed |  | ANSI | Yes | No | none | none | 0 | 1.01 | Symmetrical | 0 | 0 | 0 | 0 | 5 | 3 | [13 empty] | {D63EC5AF-8076-4F5E-BC2D-C96D70CAFD24}
HVCB_由爱涛线隐龙山支05_518 | BUS_CNODE_JCT__1295 | BUS_爱涛线太平南区环网柜_208 | Yes | New | Closed |  | ANSI | Yes | No | none | none | 0 | 1.01 | Symmetrical | 0 | 0 | 0 | 0 | 5 | 3 | [13 empty] | {5C0CAC1B-3105-4F11-8F38-148E04B6C758}
HVCB_管理局_492 | BUS_CNODE_JCT__1390 | BUS_CNODE_JCT__1328 | Yes | New | Closed |  | ANSI | Yes | No | none | none | 0 | 1.01 | Symmetrical | 0 | 0 | 0 | 0 | 5 | 3 | [13 empty] | {A7E2C314-100C-48BB-8D47-276C537B714D}
HVCB_能瑞充电一_572 | BUS_CNODE_JCT__1382 | BUS_CNODE_JCT__1462 | Yes | New | Closed |  | ANSI | Yes | No | none | none | 0 | 1.01 | Symmetrical | 0 | 0 | 0 | 0 | 5 | 3 | [13 empty] | {C9D423A7-0026-4449-BD03-27A50083F918}
HVCB_腾亚_485 | BUS_CNODE_JCT__1388 | BUS_CNODE_JCT__1287 | Yes | New | Closed |  | ANSI | Yes | No | none | none | 0 | 1.01 | Symmetrical | 0 | 0 | 0 | 0 | 5 | 3 | [13 empty] | {30B80D8C-E082-439B-8920-3791BFFDF686}
HVCB_至#1变_1_366 | BUS_CNODE_JCT__1445 | BUS_逸翠居小区#1箱变_226 | Yes | New | Closed |  | ANSI | Yes | No | none | none | 0 | 1.01 | Symmetrical | 0 | 0 | 0 | 0 | 5 | 3 | [13 empty] | {947331A7-8A19-42B8-9516-6E2FBA334409}
HVCB_至#2变_1_364 | BUS_CNODE_JCT__1444 | BUS_逸翠居小区#2箱变_225 | Yes | New | Closed |  | ANSI | Yes | No | none | none | 0 | 1.01 | Symmetrical | 0 | 0 | 0 | 0 | 5 | 3 | [13 empty] | {A38B1585-2ACA-4387-9802-C2348C025B39}
HVCB_至10kv佛首2号线_376 | BUS_号线2号环网柜（自）_241 | BUS_CNODE_JCT__1472 | Yes | New | Closed |  | ANSI | Yes | No | none | none | 0 | 1.01 | Symmetrical | 0 | 0 | 0 | 0 | 5 | 3 | [13 empty] | {1119F76C-F358-48AB-A9E7-4192969199CC}
HVCB_至10kV南投线10_495 |  | BUS_航线#4环网柜（自）_200 | Yes | New | Open |  | ANSI | Yes | No | none | none | 0 | 1.01 | Symmetrical | 0 | 0 | 0 | 0 | 5 | 3 | [13 empty] | {31946217-F06C-43C7-8C74-53829AF84042}
HVCB_至10kV南航线南超_494 | BUS_航线#4环网柜（自）_200 |  | Yes | New | Closed |  | ANSI | Yes | No | none | none | 0 | 1.01 | Symmetrical | 0 | 0 | 0 | 0 | 5 | 3 | [13 empty] | {640FFD76-A669-4197-A7CD-FC041DC5D95D}
HVCB_至10kV太平花苑3_382 | BUS_涛线3号环网柜（自）_242 | BUS_CNODE_JCT__1480 | Yes | New | Closed |  | ANSI | Yes | No | none | none | 0 | 1.01 | Symmetrical | 0 | 0 | 0 | 0 | 5 | 3 | [13 empty] | {C795C2F9-BEB7-46C5-A170-F986DC2A1800}
HVCB_至10kV太平花苑4_380 | BUS_涛线3号环网柜（自）_242 | BUS_CNODE_JCT__1478 | Yes | New | Closed |  | ANSI | Yes | No | none | none | 0 | 1.01 | Symmetrical | 0 | 0 | 0 | 0 | 5 | 3 | [13 empty] | {237F5350-9579-4A41-A213-2D9112273E52}
HVCB_至10kV太平花苑5_381 | BUS_涛线3号环网柜（自）_242 | BUS_CNODE_JCT__1479 | Yes | New | Closed |  | ANSI | Yes | No | none | none | 0 | 1.01 | Symmetrical | 0 | 0 | 0 | 0 | 5 | 3 | [13 empty] | {ECE563FE-5F6F-4A11-9C0F-E144FC693D4C}
HVCB_至10kV爱涛线#1_531 | BUS_CNODE_JCT__1334 | BUS_爱涛线爱佛#2环网柜_212 | Yes | New | Closed |  | ANSI | Yes | No | none | none | 0 | 1.01 | Symmetrical | 0 | 0 | 0 | 0 | 5 | 3 | [13 empty] | {70B70F2D-7ADE-4B25-97E2-81730000C676}
HVCB_至10kV爱涛线01_373 | BUS_号线2号环网柜（自）_241 | BUS_CNODE_JCT__1469 | Yes | New | Open |  | ANSI | Yes | No | none | none | 0 | 1.01 | Symmetrical | 0 | 0 | 0 | 0 | 5 | 3 | [13 empty] | {EFF9DD6F-A371-46FC-92BE-3A2D8DD31151}
HVCB_至10kV爱涛线09_528 | BUS_CNODE_JCT__1371 | BUS_涛线#2环网柜（自）_211 | Yes | New | Closed |  | ANSI | Yes | No | none | none | 0 | 1.01 | Symmetrical | 0 | 0 | 0 | 0 | 5 | 3 | [13 empty] | {674A15E4-7EC0-489E-A382-02564700B5C2}
HVCB_至10kV爱涛线10_530 | BUS_CNODE_JCT__1368 | BUS_涛线#2环网柜（自）_211 | Yes | New | Closed |  | ANSI | Yes | No | none | none | 0 | 1.01 | Symmetrical | 0 | 0 | 0 | 0 | 5 | 3 | [13 empty] | {19104136-6A56-4CE7-A793-C655DA026195}
HVCB_至10kV爱涛线亚都_346 | BUS_kV爱涛线亚都环网柜_203 | BUS_CNODE_JCT__1423 | Yes | New | Closed |  | ANSI | Yes | No | none | none | 0 | 1.01 | Symmetrical | 0 | 0 | 0 | 0 | 5 | 3 | [13 empty] | {23AF1DC1-B705-4835-B65E-75A24767146F}
HVCB_至10kV爱涛线亚都_347 | BUS_kV爱涛线亚都环网柜_203 | BUS_CNODE_JCT__1330 | Yes | New | Closed |  | ANSI | Yes | No | none | none | 0 | 1.01 | Symmetrical | 0 | 0 | 0 | 0 | 5 | 3 | [13 empty] | {0596F72C-BCCB-4CB1-9B36-C67F0C0269E0}
HVCB_至10kV爱涛线亚都_348 | BUS_kV爱涛线亚都环网柜_203 | BUS_CNODE_JCT__1331 | Yes | New | Closed |  | ANSI | Yes | No | none | none | 0 | 1.01 | Symmetrical | 0 | 0 | 0 | 0 | 5 | 3 | [13 empty] | {6AA700E7-6468-4241-99DE-8D35AF74AB2B}
HVCB_至10kV爱涛线太平_502 | BUS_CNODE_JCT__1349 | BUS_线太平花苑#1环网柜_202 | Yes | New | Closed |  | ANSI | Yes | No | none | none | 0 | 1.01 | Symmetrical | 0 | 0 | 0 | 0 | 5 | 3 | [13 empty] | {33F21BBB-2953-42ED-B2F7-08169C716E37}
HVCB_至10kV爱涛线爱佛_360 | BUS_CNODE_JCT__1432 | BUS_涛线4号环网柜（自）_213 | Yes | New | Closed |  | ANSI | Yes | No | none | none | 0 | 1.01 | Symmetrical | 0 | 0 | 0 | 0 | 5 | 3 | [13 empty] | {4BFAF3FB-26E9-4855-8F87-27EB5868F26E}
HVCB_至10kV爱涛线腾亚_512 | BUS_CNODE_JCT__1283 | BUS_西花园线13号环网柜_206 | Yes | New | Open |  | ANSI | Yes | No | none | none | 0 | 1.01 | Symmetrical | 0 | 0 | 0 | 0 | 5 | 3 | [13 empty] | {22E4293A-3D98-4322-A54A-6D978DB49FBC}
HVCB_至10kV爱涛线路灯_352 | BUS_CNODE_JCT__1427 | BUS_CNODE_JCT__1357 | Yes | New | Closed |  | ANSI | Yes | No | none | none | 0 | 1.01 | Symmetrical | 0 | 0 | 0 | 0 | 5 | 3 | [13 empty] | {75DC3272-0B73-483E-B886-6E9B54D410D3}
HVCB_至10kV苏源4号线_374 | BUS_号线2号环网柜（自）_241 | BUS_CNODE_JCT__1470 | Yes | New | Closed |  | ANSI | Yes | No | none | none | 0 | 1.01 | Symmetrical | 0 | 0 | 0 | 0 | 5 | 3 | [13 empty] | {D16B758E-9CF6-4CB4-BA1E-49B86E1D44C8}
HVCB_至10kV苏源4号线_375 | BUS_号线2号环网柜（自）_241 | BUS_CNODE_JCT__1471 | Yes | New | Closed |  | ANSI | Yes | No | none | none | 0 | 1.01 | Symmetrical | 0 | 0 | 0 | 0 | 5 | 3 | [13 empty] | {72660AFD-3688-4477-AB1A-5DF7D3B94513}
HVCB_至10kV西花园线1_356 | BUS_kV爱涛线腾亚环网柜_207 | BUS_CNODE_JCT__1284 | Yes | New | Closed |  | ANSI | Yes | No | none | none | 0 | 1.01 | Symmetrical | 0 | 0 | 0 | 0 | 5 | 3 | [13 empty] | {202494C3-B119-446D-A90A-67C9A10CF540}
HVCB_至10kV西花园线1_513 |  | BUS_西花园线13号环网柜_206 | Yes | New | Closed |  | ANSI | Yes | No | none | none | 0 | 1.01 | Symmetrical | 0 | 0 | 0 | 0 | 5 | 3 | [13 empty] | {967DAA0E-E7BC-4603-8879-F4777B4A3F8D}
HVCB_至南京市江宁医院_351 | BUS_CNODE_JCT__1426 | BUS_CNODE_JCT__1324 | Yes | New | Closed |  | ANSI | Yes | No | none | none | 0 | 1.01 | Symmetrical | 0 | 0 | 0 | 0 | 5 | 3 | [13 empty] | {B8703507-A815-48F9-AEB5-EAA1F9E9AF51}
HVCB_至南京市翠屏山小学_377 | BUS_涛线3号环网柜（自）_242 | BUS_CNODE_JCT__1475 | Yes | New | Closed |  | ANSI | Yes | No | none | none | 0 | 1.01 | Symmetrical | 0 | 0 | 0 | 0 | 5 | 3 | [13 empty] | {AA7DC6E7-00A1-4C63-AC8B-49F0D610AC0A}
HVCB_至南京江宁经济技术开_349 | BUS_CNODE_JCT__1424 | BUS_CNODE_JCT__1326 | Yes | New | Closed |  | ANSI | Yes | No | none | none | 0 | 1.01 | Symmetrical | 0 | 0 | 0 | 0 | 5 | 3 | [13 empty] | {B07E620F-5B96-4109-A0ED-6375D3D93F60}
HVCB_至太平南区1#欧变__517 | BUS_CNODE_JCT__1292 | BUS_爱涛线太平南区环网柜_208 | Yes | New | Closed |  | ANSI | Yes | No | none | none | 0 | 1.01 | Symmetrical | 0 | 0 | 0 | 0 | 5 | 3 | [13 empty] | {B1A66A63-3443-42CD-8D3D-05BBC93A539F}
HVCB_至太平南区2欧变_1_516 | BUS_CNODE_JCT__1293 | BUS_爱涛线太平南区环网柜_208 | Yes | New | Closed |  | ANSI | Yes | No | none | none | 0 | 1.01 | Symmetrical | 0 | 0 | 0 | 0 | 5 | 3 | [13 empty] | {F6764E45-78F0-4D45-B1F2-BA26C39F07D7}
HVCB_至太平花苑#10变__503 | BUS_CNODE_JCT__1351 | BUS_线太平花苑#1环网柜_202 | Yes | New | Closed |  | ANSI | Yes | No | none | none | 0 | 1.01 | Symmetrical | 0 | 0 | 0 | 0 | 5 | 3 | [13 empty] | {CCE58C10-68E8-4A50-BA1E-B8F8AACBC2D9}
HVCB_至太平花苑#16变__500 | BUS_CNODE_JCT__1348 | BUS_线太平花苑#5环网柜_201 | Yes | New | Closed |  | ANSI | Yes | No | none | none | 0 | 1.01 | Symmetrical | 0 | 0 | 0 | 0 | 5 | 3 | [13 empty] | {46F839BB-832F-41FF-8D08-1088CCB8E8D3}
HVCB_至太平花苑#17变__498 | BUS_CNODE_JCT__1347 | BUS_线太平花苑#5环网柜_201 | Yes | New | Closed |  | ANSI | Yes | No | none | none | 0 | 1.01 | Symmetrical | 0 | 0 | 0 | 0 | 5 | 3 | [13 empty] | {9A278266-45B4-4118-878A-4E88C31F0F9E}
HVCB_至太平花苑#9变_1_504 | BUS_CNODE_JCT__1346 | BUS_线太平花苑#1环网柜_202 | Yes | New | Closed |  | ANSI | Yes | No | none | none | 0 | 1.01 | Symmetrical | 0 | 0 | 0 | 0 | 5 | 3 | [13 empty] | {A32A1D7F-9590-4FA8-B03E-0DC3B8BA93A8}
HVCB_至工商局电房_507 | BUS_V爱涛线路灯所环网柜_204 | BUS_CNODE_JCT__1322 | Yes | New | Closed |  | ANSI | Yes | No | none | none | 0 | 1.01 | Symmetrical | 0 | 0 | 0 | 0 | 5 | 3 | [13 empty] | {9CD85C6D-3153-40EB-819E-194AEBD28667}
HVCB_至爱涛线腾亚环网柜1_365 | BUS_逸翠居小区#1箱变_226 | BUS_CNODE_JCT__1281 | Yes | New | Closed |  | ANSI | Yes | No | none | none | 0 | 1.01 | Symmetrical | 0 | 0 | 0 | 0 | 5 | 3 | [13 empty] | {294E8F04-7684-4291-B501-F02702E7F0E1}
HVCB_至爱涛线腾亚环网柜1_558 | BUS_逸翠居小区#2箱变_225 | BUS_CNODE_JCT__1279 | Yes | New | Closed |  | ANSI | Yes | No | none | none | 0 | 1.01 | Symmetrical | 0 | 0 | 0 | 0 | 5 | 3 | [13 empty] | {2F8C4847-D436-47E4-8AEC-9830778E49D6}
HVCB_至爱涛线隐龙山支#6_519 | BUS_CNODE_JCT__1297 | BUS_V西花园线6号环网柜_209 | Yes | New | Open |  | ANSI | Yes | No | none | none | 0 | 1.01 | Symmetrical | 0 | 0 | 0 | 0 | 5 | 3 | [13 empty] | {0B92F020-E3D0-491E-A45C-D5FBA871CD40}
HVCB_至路灯管理所箱变_506 | BUS_V爱涛线路灯所环网柜_204 | BUS_CNODE_JCT__1355 | Yes | New | Closed |  | ANSI | Yes | No | none | none | 0 | 1.01 | Symmetrical | 0 | 0 | 0 | 0 | 5 | 3 | [13 empty] | {E07DEE19-46DE-41D7-B086-892815627839}
HVCB_至远东公司变_1_496 |  | BUS_航线#4环网柜（自）_200 | Yes | New | Closed |  | ANSI | Yes | No | none | none | 0 | 1.01 | Symmetrical | 0 | 0 | 0 | 0 | 5 | 3 | [13 empty] | {59A43464-35EE-408E-9412-032F4D33F18E}
HVCB_至逸翠居小区1号箱变_358 | BUS_kV爱涛线腾亚环网柜_207 | BUS_CNODE_JCT__1280 | Yes | New | Closed |  | ANSI | Yes | No | none | none | 0 | 1.01 | Symmetrical | 0 | 0 | 0 | 0 | 5 | 3 | [13 empty] | {CDD6CC7E-9052-456C-AC2E-50ED41731080}
HVCB_至逸翠居小区2号箱变_357 | BUS_kV爱涛线腾亚环网柜_207 | BUS_CNODE_JCT__1278 | Yes | New | Closed |  | ANSI | Yes | No | none | none | 0 | 1.01 | Symmetrical | 0 | 0 | 0 | 0 | 5 | 3 | [13 empty] | {5983A4A9-B034-4BE7-959C-1387ABFA45BB}
HVCB_至颐秀居#1箱变_1_525 | BUS_CNODE_JCT__1316 | BUS_涛线颐秀居#1环网柜_210 | Yes | New | Closed |  | ANSI | Yes | No | none | none | 0 | 1.01 | Symmetrical | 0 | 0 | 0 | 0 | 5 | 3 | [13 empty] | {8FA90B73-5648-4CD3-8939-F766EE48C3F1}
HVCB_至颐秀居#2箱变_1_524 | BUS_CNODE_JCT__1317 | BUS_涛线颐秀居#1环网柜_210 | Yes | New | Closed |  | ANSI | Yes | No | none | none | 0 | 1.01 | Symmetrical | 0 | 0 | 0 | 0 | 5 | 3 | [13 empty] | {4CB154C8-7A6C-4F2C-8816-0C7FD8F03452}
HVCB_至高尔夫西花园#4变_522 |  | BUS_V西花园线6号环网柜_209 | Yes | New | Closed |  | ANSI | Yes | No | none | none | 0 | 1.01 | Symmetrical | 0 | 0 | 0 | 0 | 5 | 3 | [13 empty] | {28C2C02B-52A3-41C4-B26C-38CD418EC996}
HVCB_至高尔夫西花园#5变_521 |  | BUS_V西花园线6号环网柜_209 | Yes | New | Closed |  | ANSI | Yes | No | none | none | 0 | 1.01 | Symmetrical | 0 | 0 | 0 | 0 | 5 | 3 | [13 empty] | {20ED46DC-D0B0-422C-AF73-E9F483B3FC63}
HVCB_隐龙山_489 | BUS_CNODE_JCT__1417 | BUS_CNODE_JCT__1421 | Yes | New | Closed |  | ANSI | Yes | No | none | none | 0 | 1.01 | Symmetrical | 0 | 0 | 0 | 0 | 5 | 3 | [13 empty] | {F27821E3-2001-419D-9E75-B1F4FE65D518}
HVCB_颐秀居#1变进线开关_563 | BUS_颐秀居#1变母线_231 | BUS_CNODE_JCT__1450 | Yes | New | Closed |  | ANSI | Yes | No | none | none | 0 | 1.01 | Symmetrical | 0 | 0 | 0 | 0 | 5 | 3 | [13 empty] | {161DC8E5-37E4-4936-AFF3-762CA1BBB7B9}
HVCB_颐秀居#2变进线开关_564 | BUS_颐秀居#2变母母线_232 | BUS_CNODE_JCT__1451 | Yes | New | Closed |  | ANSI | Yes | No | none | none | 0 | 1.01 | Symmetrical | 0 | 0 | 0 | 0 | 5 | 3 | [13 empty] | {ADA1E9FA-3C01-4193-B97D-4C2E7799F9B1}
HVCB_颐秀居_488 | BUS_CNODE_JCT__1302 | BUS_CNODE_JCT__1318 | Yes | New | Closed |  | ANSI | Yes | No | none | none | 0 | 1.01 | Symmetrical | 0 | 0 | 0 | 0 | 5 | 3 | [13 empty] | {6BBCE78E-9B6C-4996-B447-125FF91E0500}
HVCB_高湖路灯_573 | BUS_CNODE_JCT__1375 | BUS_CNODE_JCT__1465 | Yes | New | Closed |  | ANSI | Yes | No | none | none | 0 | 1.01 | Symmetrical | 0 | 0 | 0 | 0 | 5 | 3 | [13 empty] | {AE8605BE-AF1E-453A-B993-6F80EEAD0611}
Your Logo
Note on AL8: Transmission=15 Sub Transmission=16 Primary UG=17 Primary OH=17 Secondary UG=18 Secondary OH=18 Load UG=19 Load OH=19 Street Light=20 None=21

## Fuse (hidden)
| Project | 0
| Location | 0
| Contract # | 0 | [14 empty] | Revision | Base
| Date | 2025-02-15 | [14 empty] | Config. | Normal
FUSE DATA
Info | [6 empty] | Lib | [5 empty] | Ratings | [8 empty] | Comment | OTI GUID
ID | From Element | To Element | In Service | State | Status | Description | Manufacturer | Model | AC or DC | Max kV | Size | Speed | Standard | kV | Size | ANSI |  |  | IEC |  |  |  |  | XCoordinate | YCoordinate | Layer | Feeder ID | Substation ID
[16 empty] | Amps | Int. kA | Test PF | Amps | Breaking | TRV
[ID] | _eF=IF(TRIM(_eT[CONNECT_FromElement]) = "", _eT[FromElement], _eT[CONNECT_FromElement]) | _eF=IF(TRIM(_eT[CONNECT_ToElement1]) = "", _eT[ToElement], _eT[CONNECT_ToElement1]) | _eF=IF(_eB[InService] = True, "Yes", "No") | [InServiceState] | [PdeStatus] | [Description] | [Manufacturer] | [Model] | [F_ACDC] | [LibMaxkV] | [SizeID] | [Speed] | _eF=IF(_eN[ElectricalStandard] = 0, "ANSI", "IEC") | _eF=IF(_eN[ElectricalStandard] = 0, Round(_eN[MaxkV], 3), Round(_eN[Voltage], 3)) | [SizeID] | _eF=IF(_eN[ElectricalStandard] = 0,Round(_eN[Continuous], 1),"") | _eF=IF(_eN[ElectricalStandard] = 0,Round(_eN[Interrupting], 1),"") | _eF=IF(_eN[ElectricalStandard] = 0,Round(_eN[TestPF], 1),"") | _eF=IF(_eN[ElectricalStandard] = 1,Round(_eN[IECCurrent], 1),"") | _eF=IF(_eN[ElectricalStandard] = 1,Round(_eN[Breaking], 1),"") | _eF=IF(_eN[ElectricalStandard] = 1,Round(_eN[TRV], 1),"") | [CommentText] | [OtiGUID]
Your Logo
Note on AA8: Transmission=15 Sub Transmission=16 Primary UG=17 Primary OH=17 Secondary UG=18 Secondary OH=18 Load UG=19 Load OH=19 Street Light=20 None=21

## Single Pole Switch (hidden)
| Project | 0
| Location | 0
| Contract # | 0 | [9 empty] | Revision | Base
| Date | 2025-02-15 | [9 empty] | Config. | Normal
SINGLE POLE SWITCH DATA
Info | [6 empty] | Ratings |  |  |  | Comment | OTI GUID
ID | From Element | To Element | In Service | State | Status | Description | kV | Cont. Amp | BIL (kV) | Momentary (kA) |  |  | XCoordinate | YCoordinate | Layer | Feeder ID | Substation ID
[ID] | _eF=IF(TRIM(_eT[CONNECT_FromElement]) = "", _eT[FromElement], _eT[CONNECT_FromElement]) | _eF=IF(TRIM(_eT[CONNECT_ToElement1]) = "", _eT[ToElement], _eT[CONNECT_ToElement1]) | _eF=IF(_eB[InService] = True, "Yes", "No") | [InServiceState] | [PdeStatus] | [EquipDesc] | _eF=Round(_eN[Voltage], 3) | _eF=Round(_eN[ContinCurrent], 1) | _eF=Round(_eN[BIL], 1) | _eF=Round(_eN[Interrupting], 1) | [CommentText] | [OtiGUID]
Your Logo
Note on P8: Transmission=15 Sub Transmission=16 Primary UG=17 Primary OH=17 Secondary UG=18 Secondary OH=18 Load UG=19 Load OH=19 Street Light=20 None=21

## Double Throw Switch (hidden)
| Project | 0
| Location | 0
| Contract # | 0 | [10 empty] | Revision | Base
| Date | 2025-02-15 | [10 empty] | Config. | Normal
DOUBLE THROW SWITCH DATA
Info | [7 empty] | Ratings |  |  |  | Comment | OTI GUID
ID | From Element | Position A | Position B | In Service | State | Status | Description | kV | Cont. Amp | Dropout Time (s) | Momentary (kA)
[ID] | _eF=IF(TRIM(_eT[CONNECT_FromElement]) = "", _eT[ToTerminalN], _eT[CONNECT_FromElement]) | _eF=IF(TRIM(_eT[CONNECT_ToElement1]) = "", _eT[ToTerminalA], _eT[CONNECT_ToElement1]) | _eF=IF(TRIM(_eT[CONNECT_ToElement2]) = "", _eT[ToTerminalB], _eT[CONNECT_ToElement2]) | _eF=IF(_eB[InService] = True, "Yes", "No") | [InServiceState] | [PdeStatus] | [Description] | _eF=Round(_eN[Voltage], 3) | _eF=Round(_eN[ContinCurrent], 1) | _eF=Round(_eN[DropoutTime], 3) | _eF=Round(_eN[Interrupting], 1) | [CommentText] | [OtiGUID]
Your Logo

## Contactor (hidden)
| Project | 0
| Location | 0
| Contract # | 0 | [6 empty] | Revision | Base
| Date | 2025-02-15 | [6 empty] | Config. | Normal
CONTACTOR DATA
Info | [6 empty] | Ratings |  |  |  | Comment | OTI GUID
ID | From Element | To Element | Service Type 1 = Inservice | State | Status | Description | kV | Cont. Amp | Dropout Time (s) | Momentary (kA) |  |  | XCoordinate | YCoordinate | Layer | Feeder ID | Substation ID
[ID] | _eF=IF(TRIM(_eT[CONNECT_FromElement]) = "", _eT[FromElement], _eT[CONNECT_FromElement]) | _eF=IF(TRIM(_eT[CONNECT_ToElement1]) = "", _eT[ToElement], _eT[CONNECT_ToElement1]) | _eF=IF(_eB[InService] = True, 1, 0) | [InServiceState] | [PdeStatus] | [Description] | _eF=Round(_eN[Voltage], 3) | _eF=Round(_eN[ContinCurrent], 1) | _eF=Round(_eN[DropoutTime], 3) | _eF=Round(_eN[Interrupting], 1) | [CommentText] | [OtiGUID]
Your Logo
Note on P8: Transmission=15 Sub Transmission=16 Primary UG=17 Primary OH=17 Secondary UG=18 Secondary OH=18 Load UG=19 Load OH=19 Street Light=20 None=21

## Synchronous Generator (hidden)
| Project | 0
| Location | 0
| Contract # | 0 | [11 empty] | Revision | Base
| Date | 2025-02-15 | [11 empty] | Config. | Normal
SYNCHRONOUS GENERATOR DATA
Info | [5 empty] | Rating | [7 empty] | Impedance | [6 empty] | Dynamic Model
ID | Connected Element | In Service | State | Control Mode | Description | Power |  | Apparent Power |  | kV | PF % | EFF % | Pole | Xd" % | Xd"/Ra | X0 % | X0/R0 | X2 % | X2/R2 | Rdc % | Model Type | Xd % | Xq % | Tdo' (Sec) | Xdu % | Xqu % | Tdo" (Sec) | Xd' % | Xq' % | Tqo' (Sec) | XL % | Xq" % | Tqo" (Sec) | Sbreak | S100 | S120 | Damping | Comment | OTI GUID | XCoordinate | YCoordinate | Layer | Feeder ID | Substation ID
[6 empty] | Value | Unit | Value | Unit
[ID] | _eF=IF(TRIM(_eT[CONNECT_FromElement]) = "", _eT[Bus], _eT[CONNECT_FromElement]) | _eF=IF(_eB[InService] = True, "Yes", "No") | [InServiceState] | [PdeStatus] | [Description] | _eF=CHOOSE((_eN[MWButton] + 1), _eN[MW] / 1000, _eN[MW], _eN[MW] * 1000) | _eF=CHOOSE((_eN[MWButton] + 1), "MW", "kW", "W") | _eF=CHOOSE((_eN[MWButton] + 1), _eN[MVA] / 1000, _eN[MVA], _eN[MVA] * 1000) | _eF=CHOOSE((_eN[MWButton] + 1), "MVA", "kVA", "VA") | _eF=Round(_eN[KV], 3) | _eF=FIXED(_eN[PowerFactor], 1) | _eF=FIXED(_eN[Efficency], 1) | [Poles] | _eF=Round(_eN[XdDoublePrime], 3) | _eF=Round(_eN[XOverR], 1) | _eF=Round(_eN[X0], 3) | _eF=Round(_eN[XOverR0], 1) | _eF=Round(_eN[X2], 3) | _eF=Round(_eN[XOverR2], 1) | _eF=Round(_eN[RdcPercent], 3) | _eF=CHOOSE((_eN[RadioButtons] + 1), "Equivalent", "Transient", "Subtransient") | _eF=Round(_eN[Xd], 3) | _eF=Round(_eN[Xq], 3) | _eF=Round(_eN[TPrimeD0], 1) | _eF=Round(_eN[Xdu], 3) | _eF=Round(_eN[Xqu], 3) | _eF=IF(_eN[RadioButtons]=2, Round(_eN[TDoublePrimeD0], 3),"--") | _eF=Round(_eN[XdPrime], 3) | _eF=IF(_eN[RadioButtons]=0, "--", Round(_eN[XqPrime], 3)) | _eF=IF(OR(_eN[RadioButtons]=0, _eN[MachineType]=1),"--", Round(_eN[TPrimeQ0], 1)) | _eF=Round(_eN[X1], 3) | _eF=IF(_eN[RadioButtons]=2, Round(_eN[XqDoublePrime], 3),"--") | _eF=IF(_eN[RadioButtons]=2, Round(_eN[TDoublePrimeQ0], 3),"--") | _eF=Round(_eN[Sbreak], 1) | _eF=Round(_eN[S100], 1) | _eF=Round(_eN[S120], 1) | _eF=Round(_eN[Damping], 1) | [CommentText] | [OtiGUID]
Your Logo
Note on AQ8: Transmission=15 Sub Transmission=16 Primary UG=17 Primary OH=17 Secondary UG=18 Secondary OH=18 Load UG=19 Load OH=19 Street Light=20 None=21

## Current Transformer (hidden)
| Project | 0
| Location | 0
| Contract # | 0 | [8 empty] | Revision | Base
| Date | 2025-02-15 | [8 empty] | Config. | Normal
CURRENT TRANSFORMER DATA
Info | [7 empty] | Ratings
ID | From Element | To Element | Connected Relay | In Service | Standard | Type | Description | Primary A | Secondary A | Comment | OTI GUID | XCoordinate | YCoordinate | Layer | Feeder ID | Substation ID
1 = Inservice
[ID] | _eF=IF(TRIM(_eT[CONNECT_FromElement]) = "", _eT[FromBus], _eT[CONNECT_FromElement]) | _eF=IF(TRIM(_eT[CONNECT_ToElement1]) = "", _eT[ToBus], _eT[CONNECT_ToElement1]) | _eF=IF(TRIM(_eT[CONNECT_ToElement2]) = "", "", _eT[CONNECT_ToElement2]) | _eF=IF(_eB[InService] = True, "Yes", "No") | _eF=IF(_eN[Standard]=0, "ANSI", "IEC") | _eF=IF(_eN[Type]=0, "Phase", "Ground") | [Description] | _eF=Round(_eN[Prim], 3) | _eF=Round(_eN[Sec], 1) | [CommentText] | [OtiGUID]
Your Logo
Note on O8: Transmission=15 Sub Transmission=16 Primary UG=17 Primary OH=17 Secondary UG=18 Secondary OH=18 Load UG=19 Load OH=19 Street Light=20 None=21

## Potential Transformer (hidden)
| Project | 0
| Location | 0
| Contract # | 0 | [8 empty] | Revision | Base
| Date | 2025-02-15 | [8 empty] | Config. | Normal
POTENTIAL TRANSFORMER DATA
Info | [7 empty] | Ratings |  | Comment | OTI GUID
ID | From Element | To Element | Connected Relay | In Service | State | Connection | Description | Primary kV | Secondary V |  |  | XCoordinate | YCoordinate | Layer | Feeder ID | Substation ID
[8 empty] | kV | V
[ID] | _eF=IF(TRIM(_eT[CONNECT_FromElement]) = "", _eT[FromBus], _eT[CONNECT_FromElement]) | _eF=IF(TRIM(_eT[CONNECT_ToElement1]) = "", _eT[ToBus], _eT[CONNECT_ToElement1]) | _eF=IF(TRIM(_eT[CONNECT_ToElement2]) = "", _eT[ToBus], _eT[CONNECT_ToElement2]) | _eF=IF(_eB[InService] = True, "Yes", "No") | [InServiceState] | _eF=IF(_eN[Connection]=0, "L-G", "L-L") | [Description] | _eF=Round(_eN[PrimaryKV], 3) | _eF=Round(_eN[SecondaryKV], 1) | [CommentText] | [OtiGUID]
Note on O8: Transmission=15 Sub Transmission=16 Primary UG=17 Primary OH=17 Secondary UG=18 Secondary OH=18 Load UG=19 Load OH=19 Street Light=20 None=21
Your Logo

## Utility
| Project | 0
| Location | 0
| Contract # | 0 | [15 empty] | Revision | Base
| Date | 2025-02-15 | [15 empty] | Config. | Normal
UTILITY DATA
ID | Connected Element ID | In Service | State | Description | Rated Voltage (kV) | Control Mode | Phase | Rating | [5 empty] | PosR | PosX | ZeroR | ZeroX | Grounding | Comment | OTI GUID
[8 empty] | 3-phase |  |  | 1-phase | [6 empty] | Delta/Y |  |  | XCoordinate | YCoordinate | Layer | Feeder ID | Substation ID
[8 empty] | MVAsc Rating | Unit | X/R | MVAsc Rating | Unit | X/R
[ID] | _eF=IF(TRIM(_eT[CONNECT_FromElement]) = "", _eT[Bus], _eT[CONNECT_FromElement]) | _eF=IF(_eB[InService] = True, "Yes", "No") | [InServiceState] | [Description] | _eF=Round(_eN[KV], 3) | [PdeStatus] | _eF=IF(_eN[Phase] = 0, "3", "1") | _eF=IF(_eN[Phase] = 0,Round(CHOOSE((_eN[MVAButton] + 1), _eN[ThreePhase] / 1000, _eN[ThreePhase], _eN[ThreePhase] * 1000),3),"--") | _eF=IF(_eN[Phase] = 0,CHOOSE((_eN[MVAButton] + 1), "MVAsc", "KVAsc", "VAsc"),"--") | _eF=IF(_eN[Phase] = 0,Round(_eN[ThreePhaseXoverR], 1),"--") | _eF=IF(_eN[Phase] = 1,Round(CHOOSE((_eN[MVAButton] + 1), _eN[ThreePhase] / 1000, _eN[ThreePhase], _eN[ThreePhase] * 1000),3),IF(AND(_eN[GroundingConnection] = 0,_eN[Phase] = 0),Round(CHOOSE((_eN[MVAButton] + 1), _eN[OnePhase] / 1000, _eN[OnePhase], _eN[OnePhase] * 1000),3),"--")) | _eF=IF(OR(_eN[GroundingConnection] = 0,_eN[Phase] = 1),CHOOSE((_eN[MVAButton] + 1), "MVAsc", "KVAsc", "VAsc"),"--") | _eF=IF(OR(_eN[GroundingConnection] = 0,_eN[Phase] = 1),Round(_eN[OnePhaseXoverR], 1),"--") | _eF=Round(_eN[PosR],3) | _eF=Round(_eN[PosX],3) | _eF=IF(OR(_eN[GroundingConnection] = 1,_eN[Phase]=1),"--",Round(_eN[ZeroR],3)) | _eF=IF(OR(_eN[GroundingConnection] = 1,_eN[Phase]=1),"--",Round(_eN[ZeroX],3)) | _eF=IF(_eN[Phase] = 0, IF(_eN[GroundingConnection]=0, "Y", "Δ"),IF(_eN[SingleGrounded]=0, "Ungrounded", "Grounded")) | [CommentText] | [OtiGUID]
U1 | BUS_九龙变_243 | Yes | As-Built |  | 10 | Swing | 3 | 0 | MVAsc | 0 | 0 | MVAsc | 0 | 0 | 0 | 0 | 0 | Y |  | {FA72F224-FD77-4A9A-9383-365E534F8EA5}
Your Logo
Note on X8: Transmission=15 Sub Transmission=16 Primary UG=17 Primary OH=17 Secondary UG=18 Secondary OH=18 Load UG=19 Load OH=19 Street Light=20 None=21

## Universal Relay (hidden)
| Project | 0
| Location | 0
| Contract # | 0 | [11 empty] | Revision | Base
| Date | 2025-02-15 | [11 empty] | Config. | Normal
UNIVERSAL RELAY DATA
Info | [11 empty] | Overcurrent | [14 empty] | Instantaneous | [7 empty] | OverLoad | [9 empty] | Differential | Comment | OTI GUID
ID | FromElement1 | FromElement2 | FromElement3 | ToElement | Manufacturer | Model | In Service | State | Relay Type | Tag | Description | Phase |  |  | Neutral |  |  | Ground |  |  | Sen-Ground |  |  | Neg-Seq |  |  | Phase |  | Neutral |  | Ground |  | Neg-Seq |  | Thermal |  | Acceleration |  | Instantaneous |  | Jam |  | Ground |  | Operation Time |  |  | XCoordinate | YCoordinate | Layer | Feeder ID | Substation ID
[12 empty] | Curve Type | Pickup | Time Dial | Curve Type | Pickup | Time Dial | Curve Type | Pickup | Time Dial | Curve Type | Pickup | Time Dial | Curve Type | Pickup | Time Dial | Pickup | Delay | Pickup | Delay | Pickup | Delay | Pickup | Delay | Type | Trip | Type | Trip | Trip | Delay | Trip | Delay | Trip | Delay
[ID] | _eF=IF(TRIM(_eT[CONNECT_FromElement]) = "", "--", _eT[CONNECT_FromElement]) | _eF=IF(TRIM(_eT[CONNECT_ToElement2]) = "", "--", _eT[CONNECT_ToElement2]) | _eF=IF(TRIM(_eT[CONNECT_ToElement3]) = "", "--", _eT[CONNECT_ToElement3]) | _eF=IF(TRIM(_eT[CONNECT_ToElement1]) = "", "--", _eT[CONNECT_ToElement1]) | [Manufacturer] | [Model] | _eF=IF(_eB[InService] = True, "Yes", "No") | [InServiceState] | _eF=CHOOSE((_eN[RelayType] + 1), "Multi-function Relay", "OverCurrent Relay", "Overload/Motor Relay", "Multi-function Relay", "Differential Relay", "Multi-function Relay", "Multi-function Relay", "Multi-function Relay", "Distance Relay", "Multi-function Relay") | [FDRTag] | [Description] | _eF=IF(_eN[PhaseTOC1]=1, _eT[Ph51Curve1],"--") | _eF=IF(_eN[PhaseTOC1]=1,Round(_eN[Ph51Pkup1],2),"--") | _eF=IF(_eN[PhaseTOC1]=1,Round(_eN[Ph51TmDial1],2),"--") | _eF=IF(_eN[NeutralTOC1]=1, _eT[Neu51Curve1],"--") | _eF=IF(_eN[NeutralTOC1]=1,Round(_eN[Neu51Pkup1],2),"--") | _eF=IF(_eN[NeutralTOC1]=1,Round(_eN[Neu51TmDial1],3),"--") | _eF=IF(_eN[GroundTOC1]=1, _eT[Grd51Curve1],"--") | _eF=IF(_eN[GroundTOC1]=1, Round(_eN[Grd51Pkup1],2),"--") | _eF=IF(_eN[GroundTOC1]=1, Round(_eN[Grd51TmDial1],3),"--") | _eF=IF(_eN[SengroundTOC1]=1, _eT[SenG51Curve1],"--") | _eF=IF(_eN[SengroundTOC1]=1, Round(_eN[SenG51Pkup1],2),"--") | _eF=IF(_eN[SengroundTOC1]=1, Round(_eN[SenG51TmDial1],3),"--") | _eF=IF(_eN[NegseqTOC1]=1, _eT[Neg51Curve1],"--") | _eF=IF(_eN[NegseqTOC1]=1, Round(_eN[Neg51Pkup1],2),"--") | _eF=IF(_eN[NegseqTOC1]=1, Round(_eN[Neg51TmDial1],3),"--") | _eF=IF(_eN[Phase50_1]=1,Round( _eN[Ph50Pkup1],2),"--") | _eF=IF(_eN[Phase50_1]=1, Round(_eN[Ph50TmDial1],3),"--") | _eF=IF(_eN[Neutral50_1]=1, Round(_eN[Neu50Pkup1],2),"--") | _eF=IF(_eN[Neutral50_1]=1, Round(_eN[Neu50TmDial1],3),"--") | _eF=IF(_eN[Ground50_1]=1,Round( _eN[Grd50Pkup1],2),"--") | _eF=IF(_eN[Ground50_1]=1,Round(_eN[Grd50TmDial1],3),"--") | _eF=IF(_eN[Negseq50_1]=1, Round(_eN[Neg50Pkup1],2),"--") | _eF=IF(_eN[Negseq50_1]=1, Round(_eN[Neg50TmDial1],3),"--") | _eF=IF(_eN[RelayType]=1,"--",IF(_eN[Thermal]=1, _eT[ThermalType],"--")) | _eF=IF(_eN[RelayType]=1,"--",IF(_eN[Thermal]=1, Round(_eN[ThermalTrip],2),"--")) | _eF=IF(OR(_eN[RelayType]=1,_eN[RelayType]=4,_eN[RelayType]=8),"--",IF(_eN[Acceleration]=1, _eT[AccelerationType],"--")) | _eF=IF(OR(_eN[RelayType]=1,_eN[RelayType]=4,_eN[RelayType]=8),"--",IF(_eN[Acceleration]=1, _eN[AccelerationTrip],"--")) | _eF=IF(OR(_eN[RelayType]=1,_eN[RelayType]=4,_eN[RelayType]=8),"--",IF(_eN[Instantaneous]=1, _eN[InstantaneousTrip],"--")) | _eF=IF(OR(_eN[RelayType]=1,_eN[RelayType]=4,_eN[RelayType]=8),"--",IF(_eN[Instantaneous]=1, Round(_eN[InstantaneousTimeDelay],3),"--")) | _eF=IF(OR(_eN[RelayType]=1,_eN[RelayType]=4,_eN[RelayType]=8),"--",IF(_eN[Jam]=1, _eN[JamTrip],"--")) | _eF=IF(OR(_eN[RelayType]=1,_eN[RelayType]=4,_eN[RelayType]=8),"--",IF(_eN[Jam]=1,Round( _eN[JamTimeDelay],3),"--")) | _eF=IF(OR(_eN[RelayType]=1,_eN[RelayType]=4,_eN[RelayType]=8),"--",IF(_eN[Ground]=1, _eN[GroundTrip],"--")) | _eF=IF(OR(_eN[RelayType]=1,_eN[RelayType]=4,_eN[RelayType]=8),"--",IF(_eN[Ground]=1, Round(_eN[GroundTimeDelay],3),"--")) | _eF=IF(_eN[RelayType]=4, Round(_eN[DIFOperatingTime],3),"--") | [CommentText] | [OtiGUID]
Your Logo
Note on AY8: Transmission=15 Sub Transmission=16 Primary UG=17 Primary OH=17 Secondary UG=18 Secondary OH=18 Load UG=19 Load OH=19 Street Light=20 None=21

## OL Heater_OL Relay (hidden)
| Project | 0
| Location | 0
| Contract # | 0 | [12 empty] | Revision | Base
| Date | 2025-02-15 | [12 empty] | Config. | Normal
OVERLOAD HEATER
Info | [9 empty] | Lib |  |  |  | Setting | [11 empty] | Comment | OTI GUID
ID | From Element | To Element | Relay Type | Manufacturer | Model | In Service | State | Tag | Description | Heater ID | Starter | Application | Type | Resistance | Thermal |  | Acceleration |  |  | Instantaneous |  | Jam |  | Ground |  |  |  | XCoordinate | YCoordinate | Layer | Feeder ID | Substation ID
[15 empty] | Type | Trip | Type | Trip | Max Start Time | Trip | Delay | Trip | Delay | Trip | Delay
[ID] | _eF=IF(TRIM(_eT[CONNECT_FromElement]) = "", "--", _eT[CONNECT_FromElement]) | _eF=IF(TRIM(_eT[CONNECT_ToElement1]) = "", "--", _eT[CONNECT_ToElement1]) | _eF=IF(_eN[OverloadType] = 0, "In-Line Overload Relay", "Overload Heater") | [Manufacturer] | [Model] | _eF=IF(_eB[InService] = True, "Yes", "No") | [InServiceState] | [FDRTag] | [Description] | _eF=IF(_eN[OverloadType]=1, _eT[HT_ID],"--") | _eF=IF(_eN[OverloadType]=1, _eT[HT_Starter],"--") | _eF=IF(_eN[OverloadType]=1, _eT[HT_App],"--") | _eF=IF(_eN[OverloadType]=1, _eT[HT_Type],"--") | _eF=IF(_eN[OverloadType]=1, Round(_eN[Resistance],4),"--") | _eF=IF(AND(_eN[OverloadType]=0,_eN[Thermal]=0),"--", _eT[ThermalType]) | _eF=IF(AND(_eN[OverloadType]=0,_eN[Thermal]=0),"--", Round(_eN[ThermalTrip], 2)) | _eF=IF(AND(_eN[OverloadType]=0,_eN[Acceleration]=1),_eT[AccelerationType],"--") | _eF=IF(AND(_eN[OverloadType]=0,_eN[Acceleration]=1),Round(_eN[AccelerationTrip],3),"--") | _eF=IF(AND(_eN[OverloadType]=0,_eN[Acceleration]=1,_eN[AcclTimeDial]<>0),Round(_eN[AcclTimeDial],3),"--") | _eF=IF(AND(_eN[OverloadType]=0,_eN[Instantaneous]=1),Round(_eN[InstantaneousTrip],3),"--") | _eF=IF(AND(_eN[OverloadType]=0,_eN[Instantaneous]=1),Round(_eN[InstantaneousTimeDelay],3),"--") | _eF=IF(AND(_eN[OverloadType]=0,_eN[Jam]=1),Round(_eN[JamTrip],3),"--") | _eF=IF(AND(_eN[OverloadType]=0,_eN[Jam]=1),Round(_eN[JamTimeDelay],3),"--") | _eF=IF(AND(_eN[OverloadType]=0,_eN[Ground]=1),Round(_eN[GroundTrip],3),"--") | _eF=IF(AND(_eN[OverloadType]=0,_eN[Ground]=1),Round(_eN[GroundTimeDelay],3),"--") | [CommentText] | [OtiGUID]
Your Logo
Note on AE8: Transmission=15 Sub Transmission=16 Primary UG=17 Primary OH=17 Secondary UG=18 Secondary OH=18 Load UG=19 Load OH=19 Street Light=20 None=21

## Recloser (hidden)
| Project | 0
| Location | 0
| Contract # | 0 | [18 empty] | Revision | Base
| Date | 2025-02-15 | [18 empty] | Config. | Normal
RECLOSER DATA
Info | [7 empty] | Lib | [11 empty] | Recloser | [7 empty] | Controller |  |  |  |  | Comment | OTI GUID
ID | From Element | To Element | In Service | State | Status | Tag | Description | Standard | Manufacturer | Device Type | Model | Coil | Coil ID | Rating | Controller Type | Control Manufacturer | Control Model | Type | Curve | Max KV | Max. Amps | Interrupting Time/Break Time | CPT/Min. Delay | Interrupting kA | Test X/R | Making kA rms | Making kA Peak | Level/Stage | Curve | Trip Amps | Alternate Trip | Modifers |  |  | XCoordinate | YCoordinate | Layer | Feeder ID | Substation ID
Test X/R
[ID] | _eF=IF(TRIM(_eT[CONNECT_FromElement]) = "", _eT[FromElement], _eT[CONNECT_FromElement]) | _eF=IF(TRIM(_eT[CONNECT_ToElement1]) = "", _eT[ToElement], _eT[CONNECT_ToElement1]) | _eF=IF(_eB[InService] = True, "Yes", "No") | [InServiceState] | [PdeStatus] | [FDRTag] | [Description] | [RE_Standard] | [RE_MFR] | [RE_Type] | [RE_Model] | _eF=IF(_eT[RE_Type]= "Recloser - Hydraulic",_eT[RE_Coil], "") | _eF=IF(_eT[RE_Type]= "Recloser - Hydraulic",_eT[RE_CoilID], "") | [RE_Rating] | _eF=IF(_eT[RE_Type]= "Recloser - Hydraulic","",_eT[RE_ControlType]) | _eF=IF(_eT[RE_Type]= "Recloser - Hydraulic",_eT[RE_MFR],_eT[ControllerMFR]) | _eF=IF(_eT[RE_Type]= "Recloser - Hydraulic",_eT[RE_Model],_eT[ControllerModel]) | _eF=IF(_eT[RE_Type]= "Recloser - Hydraulic","",_eT[ControllerType]) | _eF=IF(_eT[RE_Type]= "Recloser - Hydraulic","",_eT[PhaseCurveType1]) | _eF=IF(_eN[ElectricalStandard]=0, Round(_eN[ansiVoltage],2),Round(_eN[iecVoltage],2)) | _eF=IF(_eN[ElectricalStandard]=0, Round(_eN[ansiCurrent],0),Round(_eN[iecCurrent],0)) | _eF=IF(_eN[ElectricalStandard]=0, _eN[ansiInterruptTime],_eN[iecBreakTime]) | _eF=IF(_eN[ElectricalStandard]=0, _eN[ContactPartingTime],_eN[iecMinDelay]) | _eF=IF(_eN[ElectricalStandard]=0, _eN[ansiInterrupting],_eN[iecBreaking]) | [TestXOverR] | _eF=IF(_eN[ElectricalStandard]=0, Round(_eN[CloseLatch],2),Round(_eN[iecMaking],2)) | _eF=IF(_eN[ElectricalStandard]=0, Round(_eN[CloseLatchCrest],2),Round(_eN[iecPeak],2)) | [RecloserLevel1] | [PhaseCurveType1] | _eF=IF(_eT[RE_Type]= "Recloser - Hydraulic",Round(_eN[PhaseTripAmps1],0),Round(_eN[PhaseAltTrip1],0)) | _eF=IF(_eN[PhaseAltTripEnabled1]=1, _eN[PhaseAltTrip1],"--") | _eF=IF(_eN[PhaseTCCModifier1]=1, _eN[PhaseMRT1],"--") | [CommentText] | [OtiGUID]
Note on AL8: Transmission=15 Sub Transmission=16 Primary UG=17 Primary OH=17 Secondary UG=18 Secondary OH=18 Load UG=19 Load OH=19 Street Light=20 None=21
Your Logo

## Voltage Relay (hidden)
| Project | 0
| Location | 0
| Contract # | 0 | [8 empty] | Revision | Base
| Date | 2025-02-15 | [8 empty] | Config. | Normal
VOLTAGE RELAY DATA
ID | PT | In Service | State | Description | Tag | Comment | OTI GUID
[8 empty] | XCoordinate | YCoordinate | Layer | Feeder ID | Substation ID
[ID] | _eF=IF(TRIM(_eT[CONNECT_FromElement]) = "", "--", _eT[CONNECT_FromElement]) | _eF=IF(_eB[InService] = True, "Yes", "No") | [InServiceState] | [Description] | [FDRTag] | [CommentText] | [OtiGUID]
Note on K8: Transmission=15 Sub Transmission=16 Primary UG=17 Primary OH=17 Secondary UG=18 Secondary OH=18 Load UG=19 Load OH=19 Street Light=20 None=21
Your Logo

## Frequency Relay (hidden)
| Project | 0
| Location | 0
| Contract # | 0 | [8 empty] | Revision | Base
| Date | 2025-02-15 | [8 empty] | Config. | Normal
FREQUENCY RELAY DATA
ID | PT | In Service | State | Description | Tag | Comment | OTI GUID
[8 empty] | XCoordinate | YCoordinate | Layer | Feeder ID | Substation ID
[ID] | _eF=IF(TRIM(_eT[CONNECT_FromElement]) = "", "--", _eT[CONNECT_FromElement]) | _eF=IF(_eB[InService] = True, "Yes", "No") | [InServiceState] | [Description] | [FDRTag] | [CommentText] | [OtiGUID]
Note on K8: Transmission=15 Sub Transmission=16 Primary UG=17 Primary OH=17 Secondary UG=18 Secondary OH=18 Load UG=19 Load OH=19 Street Light=20 None=21
Your Logo

## Capacitor (hidden)
| Project | 0
| Location | 0
| Contract # | 0 | [6 empty] | Revision | Base
| Date | 2025-02-15 | [6 empty] | Config. | Normal
CAPACITOR DATA
ID | Connected Element ID | Data Type | Priority | Status | In Service | State | Description | Phase | Phase Connection |  | Rating |  |  |  | Grounding | Switching Control Mode | Comment | OTI GUID
[10 empty] | Rated KV | Reactive Power/bank | Unit | # of Bank | Max. KV |  |  |  |  | XCoordinate | YCoordinate | Layer | Feeder ID | Substation ID
[ID] | _eF=IF(TRIM(_eT[CONNECT_FromElement]) = "", _eT[Bus], _eT[CONNECT_FromElement]) | _eF=CHOOSE((_eN[DataType] + 1), DataType0, DataType1, DataType2, DataType3, DataType4, DataType5, DataType6, DataType7, DataType8, DataType9) | _eF=CHOOSE((_eN[Priority]+1), Priority0, Priority1, Priority2, Priority3, Priority4, Priority5, Priority6, Priority7, Priority8, Priority9) | [PdeStatus] | _eF=IF(_eB[InService] = True, "Yes", "No") | [InServiceState] | [Description] | _eF=IF(_eN[Phase] = 0, "3", "1") | _eF=IF(_eN[Phase] = 1, CHOOSE((_eN[PhaseConnection]+1), "A", "B", "C", "AB", "BC", "CA"), "") | _eF=Round(_eN[kV], 3) | _eF=CHOOSE((_eN[UnitsButton] + 1), _eN[KvarPerBank] , _eN[KvarPerBank]/1000, _eN[KvarPerBank] * 1000) | _eF=CHOOSE((_eN[UnitsButton] + 1), "Kvar", "Mvar", "Var") | _eF=Round(_eN[NumBanks],0) | _eF=Round(_eN[MaxkV],2) | _eF=IF(_eN[Phase] = 0,CHOOSE((_eN[GroundingConnection] + 1), "Y", "Y Grounded", "Δ"),"") | _eF=CHOOSE((_eN[SwitchCtrlMode] + 2), "None", "Voltage", "PF", "Current", "kVar") | [CommentText] | [OtiGUID]
Note on V8: Transmission=15 Sub Transmission=16 Primary UG=17 Primary OH=17 Secondary UG=18 Secondary OH=18 Load UG=19 Load OH=19 Street Light=20 None=21
Your Logo

## Panel (hidden)
| Project | 0
| Location | 0
| Contract # | 0 | [9 empty] | Revision | Base
| Date | 2025-02-15 | [9 empty] | Config. | Normal
PANEL DATA
ID | FromElement | ToElement1 | ToElement2 | ToElement3 | ToElement4 | In Service | State | Description | Phase | Wire Connection | Phase Connection | 1st CKT | Tag | Rating |  |  |  | Layout |  |  | Trip Device |  |  | Comment | OTI GUID
[14 empty] | Standard | Rated kV | Amps | Branch Circuits | Mounting | Feed | Enclosure | Manufacturer | Model | Size |  |  | XCoordinate | YCoordinate | Layer | Feeder ID | Substation ID
[ID] | _eF=IF(TRIM(_eT[CONNECT_FromElement]) = "--", _eT[FromBus], _eT[CONNECT_FromElement]) | _eF=IF(TRIM(_eT[CONNECT_ToElement1]) = "","--", _eT[CONNECT_ToElement1]) | _eF=IF(TRIM(_eT[CONNECT_ToElement2]) = "", "--", _eT[CONNECT_ToElement2]) | _eF=IF(TRIM(_eT[CONNECT_ToElement3]) = "", "--", _eT[CONNECT_ToElement3]) | _eF=IF(TRIM(_eT[CONNECT_ToElement4]) = "", "--", _eT[CONNECT_ToElement4]) | _eF=IF(_eB[InService] = True, "Yes", "No") | [InServiceState] | [Description] | _eF=IF(_eN[Phase] = 0, "3", "1") | _eF=IF(_eN[Phase] = 1, CHOOSE((_eN[SPWireType]+1), "2", "3"), CHOOSE((_eN[TPWireType]+1), "3", "4")) | _eF=IF(_eN[Phase] = 0, CHOOSE((_eN[PhaseArrange]+1), "ABC", "CBA","NEC"), "") | _eF=IF(_eN[Phase] = 0, CHOOSE((_eN[PhaseOrder]+1), "A", "B","C"), "") | [FDRTag] | _eF=IF(_eN[Standard] = 0, "ANSI", "IEC") | _eF=Round(_eN[PanelRatedkV],2) | _eF=Round(_eN[Amp],2) | _eF=Round(_eN[Circuits],1) | [Mounting] | [Feed] | [Enclosure] | [TripDeviceMFR] | [TripDeviceModel] | [TripDeviceSizeID] | [CommentText] | [OtiGUID]
Note on AC8: Transmission=15 Sub Transmission=16 Primary UG=17 Primary OH=17 Secondary UG=18 Secondary OH=18 Load UG=19 Load OH=19 Street Light=20 None=21
Your Logo

## Voltage Regulator (hidden)
| Project | 0
| Location | 0
| Contract # | 0 | [11 empty] | Revision | Base
| Date | 2025-02-15 | [11 empty] | Config. | Normal
VOLTAGE REGULATOR DATA
Equipment ID | In Service | State | Description | Tag | Primary Element ID | Secondary Branch ID | Standard | Type | Rating |  |  |  | Impedance |  |  |  | Tap |  |  |  | OTI GUID
[9 empty] | kV | Rated Power | Rated Power Unit | Max MVA | Include Impedance | %Z | X/R | %X | PT |  | CT |  |  | XCoordinate | YCoordinate | Layer | Feeder ID | Substation ID
[17 empty] | Pri. Kv | Sec. V | Pri. A | Sec. A
[ID] | _eF=IF(_eB[InService] = True, "Yes", "No") | [InServiceState] | [Description] | [FDRTag] | _eF=IF(TRIM( _eT[CONNECT_FromElement]) = "", "", _eT[CONNECT_FromElement]) | _eF=IF(TRIM( _eT[CONNECT_ToElement1]) = "","",_eT[CONNECT_ToElement1]) | _eF=IF(_eN[xfmrStd] = 0, "ANSI", "IEC") | _eF=IF(_eN[TypeA] = 0, "TypeA", "TypeB") | _eF=Round(_eN[KV], 3) | _eF=CHOOSE((_eN[MVAButton] + 1), _eN[AnsiMVA]/1000, _eN[AnsiMVA] , _eN[AnsiMVA] * 1000) | _eF=CHOOSE((_eN[MVAButton] + 1), "MVA", "KVA", "VA") | _eF=Round(_eN[AnsiMaxMVA]/IF(_eN[MVAButton] = 1, 1, 1000), 2) | [UseImpedanceInCalculation] | [PercentZ] | [XoverR] | [PercentX] | [PTPrimarykV] | [PTSecondadyV] | [CTPrimaryAmp] | [CTSecondaryAmp] | [OtiGUID]
Your Logo
Note on Y8: Transmission=15 Sub Transmission=16 Primary UG=17 Primary OH=17 Secondary UG=18 Secondary OH=18 Load UG=19 Load OH=19 Street Light=20 None=21

## Inverter (hidden)
| Project | ETAP Export Test Project
| Location | Irvine, CA
| Contract # | 000-111 | [11 empty] | Revision | Base
| Date | 2010-09-20 | [11 empty] | Config. | Normal
INVERTER DATA
Info | [11 empty] | Rating | [9 empty] | SC | [11 empty] | Comment | OTI GUID
ID | DCConnElement | ACConnElement | DC Bus | AC Bus | In Service | State | Tag | Equipment Name | Description | Operation Mode | Output Connection | DC |  |  |  |  | AC |  |  |  |  | ANSI |  |  |  | IEC |  |  |  | Auto Trip | Trip Time | %V shut-off | Ctrl Adjust. Angle |  |  | XCoordinate | YCoordinate | Layer | Feeder ID | Substation ID
[12 empty] | Power Rating | Unit | V | %Vmax | %Vmin | Power Rating | Unit | kV | %PF | Grounding | %Imax | %Imin | PF Option | UD PF | I(1)sk1PF | I(1)sk2PF | IkPFmax | IkPFmin
[ID] | _eF=IF(TRIM(_eT[CONNECT_FromElement]) = "--", _eT[CZNetwork], _eT[CONNECT_FromElement]) | _eF=IF(TRIM(_eT[CONNECT_ToElement1]) = "--", _eT[BusID], _eT[CONNECT_ToElement1]) | _eF=IF(_eT[CZNetwork] = "", "--", _eT[CZNetwork]) | _eF=IF(_eT[BusID] = "", "--", _eT[BusID]) | _eF=IF(_eB[InService] = True, "Yes", "No") | [InServiceState] | [FDRTag] | [EquipmentName] | [Description] | [ACOperationMode] | _eF=IF(_eN[Phase] = 0, "3 Phase", "1 Phase") | _eF=Round(CHOOSE((_eN[DckWButton] + 1), _eN[DckW] / 1000, _eN[DckW], _eN[DckW] * 1000),3) | _eF=CHOOSE((_eN[DckWButton] + 1), "MW", "KW", "W") | _eF=Round(_eN[DcV], 3) | _eF=Round(_eN[DcVMax], 3) | _eF=Round(_eN[DcVMin], 3) | _eF=Round(CHOOSE((_eN[DckWButton] + 1), _eN[KVA] / 1000, _eN[KVA], _eN[KVA] * 1000),3) | _eF=CHOOSE((_eN[DckWButton] + 1), "MVA", "KVA", "VA") | _eF=Round(_eN[KV], 3) | _eF=Round(_eN[PF], 1) | _eF=IF(_eN[AcGrounded] = 1, "Grounded", "Not Grounded") | [DcSCK] | _eF=IF(_eN[Phase] = 0, Round(_eN[Imin], 0), "--") | _eF=IF(_eN[Phase] = 0, CHOOSE((_eN[PowerFactorOpt] + 1), "Reactive Current Priority", "Real Power Priority", "User-Defined"), "--") | _eF=IF(_eN[Phase] = 0, IF(_eN[PowerFactorOpt] = 2, [ScPF], "--"), "--") | _eF=IF(_eN[Phase] = 0, [Isk1PF], "--") | _eF=IF(_eN[Phase] = 0, [Isk2PF], "--") | _eF=IF(_eN[Phase] = 0, [IkPFMax], "--") | _eF=IF(_eN[Phase] = 0, [IkPFMin], "--") | _eF=IF(_eN[Phase] = 0, IF(_eN[AutoTrip] = 0, "No", "Yes"), "--") | _eF=IF(_eN[Phase] = 0, IF(_eN[AutoTrip] = 1, Round(_eN[AutoTripTime], 4), "--"), "--") | _eF=IF(_eN[Phase] = 0, IF(_eN[AutoTrip] = 1, Round(_eN[VShutOff], 1), "--"), "--") | _eF=IF(_eN[Phase] = 0, Round(_eN[CtrlAdjAngle], 1), "--") | [CommentText] | [OtiGUID]
Your Logo
Note on AM8: Transmission=15 Sub Transmission=16 Primary UG=17 Primary OH=17 Secondary UG=18 Secondary OH=18 Load UG=19 Load OH=19 Street Light=20 None=21